## Garrison
Bldg. | Description | Area | Zone | Locations | 4020 | 1864 | 2128 | AES | Motion | BMS | Duress | Tamp | GB | VIB | Input | EDGE | EX | PRO | ULTRA | Readers | Wisenet XNV-8080R | MOBOTIX Q24/25/26 | Cameras
|  |  |  | INTRUSION DETECTION SYSTEM WITH POWER SERIES (PC1864) WITH LCD 5500 KEYPAD. AES 7788 WIRELESS RADIO COMMUNICATOR AND TL260 OR TL280 IP COMMUNICATOR |  | 1 |  | 1
| Commanding General's Residence | 1 | 1 | DINING ROOM SE FRENCH WINDOW | [5 empty] | 1
|  | 1 | 2 | DINING ROOM SW FRENCH WINDOW | [5 empty] | 1
|  | 1 | 3 | MAIN ENTRY EAST | [5 empty] | 1
|  | 1 | 4 | SOUTH DOOR, SOUTH HALL OFF OF PANTRY | [5 empty] | 1
|  | 1 | 5 | SOUTH DOOR TO SOUTH PORCH - LAUNDRY ROOM DOOR | [5 empty] | 1
|  | 1 | 6 | MOTION NW CORNER |  |  |  |  | 1
|  | 1 | 7 | MOTION SW CORNER |  |  |  |  | 1
|  | 1 | 8 | MOTION WEST HALLWAY BY BACK STAIRS |  |  |  |  | 1
|  | 1 | 9 | GLASSBREAK DINING EAST WALL | [8 empty] | 1
|  | 1 | 10 | GLASSBREAK DINING SOUTH WALL EAST WINDOW | [8 empty] | 1
|  | 1 | 11 | GLASSBREAK DINING SOUTH WALL WEST WINDOW | [8 empty] | 1
|  | 1 | 12 | GLASSBREAK MAIN ENTRY EAST | [8 empty] | 1
|  | 1 | 13 | GLASSBREAK LIBRARY EAST BAY WINDOW | [8 empty] | 1
|  | 1 | 14 | GLASSBREAK LIBRARY NORTH WINDOW | [8 empty] | 1
|  | 1 | 15 | GLASSBREAK LIVINGROOM NORTH BAY WINDOW | [8 empty] | 1
|  | 1 | 16 | GLASSBREAK GUEST ROOM NORTH WINDOW | [8 empty] | 1
|  | 1 | 17 | GLASSBREAK KITCHEN NORTH WINDOW | [8 empty] | 1
|  | 1 | 18 | GLASSBREAK LAUNDRY NORTH WINDOW | [8 empty] | 1
|  | 1 | 19 | GLASSBREAK AIDE'S ROOM SOUTH WINDOW | [8 empty] | 1
|  | 1 | 20 | DURESS MAIN ENTRY HALL | [6 empty] | 1
|  | 1 | 21 | DURESS SOUTH ENTRY HALL | [6 empty] | 1
|  | 1 | 22 | DURESS AID'S ROOM NORTH WALL | [6 empty] | 1
|  | 1 | 23 | DURESS LAUNDRY ROOM BY DOORWAY TO KITCHEN | [6 empty] | 1
|  | 1 | 24 | DURESS MASTER BEDREOOM (2ND FLOOR) | [6 empty] | 1
|  | 1 | 50 | HEAT KITCHEN | [10 empty] | 1
|  | 1 | 51 | HEAT ATTIC 1 | [10 empty] | 1
|  | 1 | 52 | HEAT ATTIC 2 | [10 empty] | 1
|  | 1 | 53 | DURESS 2ND FLOOR CHANGING ROOM (SW CORNER) | [6 empty] | 1
|  | 1 | 54 | GLASSBREAK BREAKFAST NOOK | [8 empty] | 1
|  | 1 | 55 | MOTION EAST STAIRWELL |  |  |  |  | 1
|  | 1 | 63 | WIRELESS REPEATER 2ND FLOOR NORTH WALL IN OFFICE | [10 empty] | 1
|  | 1 | 64 | WIRELESS REPEATER WEST WALL IN SOUTH HALL ENTRY | [10 empty] | 1
|  | 9 | 8 | MAIN PANEL TAMPER | [7 empty] | 1
| C Co, USDB BN (AA&E) | 2 | 9 | VAULT DOOR |  | 1 |  |  |  | 1
|  | 2 | 10 | VAULT MOTION |  |  |  |  | 1
|  | 2 | 11 | DURESS | [6 empty] | 1
|  | 2 | 16 | CONTROL PANEL TAMPER | [7 empty] | 1
| B Co, USDB BN (AA&E) | 3 | 17 | VAULT DOOR | [5 empty] | 1
|  | 3 | 18 | VAULT MOTION |  |  |  |  | 1
|  | 3 | 19 | DURESS | [6 empty] | 1
|  | 3 | 24 | CONTROL PANEL TAMPER | [7 empty] | 1
INTRUSION DETECTION SYSTEM WITH POWER SERIES (PC1864) WITH LCD 5500 KEYPAD. AES 7788 WIRELESS RADIO COMMUNICATOR AND TL260 OR TL280 IP COMMUNICATOR
1149C | A Co, USDB BN (AA&E) | 1 | 1 | VAULT DOOR | [5 empty] | 1
|  | 1 | 2 | VAULT MOTION |  |  |  |  | 1
|  | 1 | 3 | DURESS BUTTON | [6 empty] | 1
|  | 1 | 8 | CONTROL PANEL TAMPER | [7 empty] | 1
1149D | HQ, USDB BN (AA&E) | 4 | 25 | VAULT DOOR | [5 empty] | 1
|  | 4 | 26 | VAULT MOTION |  |  |  |  | 1
|  | 4 | 27 | DURESS | [6 empty] | 1
|  | 4 | 32 | CONTROL PANEL TAMPER | [7 empty] | 1
1150A | HHC, USDB BN (AA&E) | 3 | 17 | DOOR | [5 empty] | 1
|  | 3 | 18 | MOTION |  |  |  |  | 1
|  | 3 | 19 | DURESS | [6 empty] | 1
|  | 3 | 24 | CABINET TAMPER | [7 empty] | 1
1150B | HHC, MWJRCF BN (AA&E) | 2 | 9 | VAULT DOOR SENSOR | [5 empty] | 1
|  | 2 | 10 | MOTION SENSOR |  |  |  |  | 1
|  | 2 | 11 | VAULT DURESS | [6 empty] | 1
|  | 2 | 16 | CABINET TAMPER | [7 empty] | 1
1
INTRUSION DETECTION SYSTEM WITH POWER SERIES (PC1864) WITH LCD 5500 KEYPAD. AES 7788 WIRELESS RADIO COMMUNICATOR AND TL260 OR TL280 IP COMMUNICATOR
1150C | MWJRCF BN (AA&E) | 1 | 1 | VAULT DOOR | [5 empty] | 1
|  | 1 | 2 | VAULT MOTION |  |  |  |  | 1
|  | 1 | 3 | DURESS ALARM | [6 empty] | 1
|  | 1 | 8 | CONTROL PANEL TAMPER | [7 empty] | 1
1150D | HQ, MWJRCF BN (AA&E) | 4 | 25 | ARMS ROOM VAULT DOOR | [5 empty] | 1
|  | 4 | 26 | ARMS ROOM MOTION |  |  |  |  | 1
|  | 4 | 27 | ARMS ROOM DURESS | [6 empty] | 1
|  | 4 | 32 | ARMS ROOM CONTROL PANEL TAMPER | [7 empty] | 1
[6 empty] | 1 |  | 1
INTRUSION DETECTION SYSTEM WITH POWER SERIES (PC1864) WITH LCD 5500 KEYPAD. AES 7788 WIRELESS RADIO COMMUNICATOR AND TL260 OR TL280 IP COMMUNICATOR
1156A | LRC AA&E | 1 | 1 | VAULT DOOR | [5 empty] | 1
|  | 1 | 2 | VAULT MOTION |  |  |  |  | 1
|  | 1 | 3 | VAULT DURESS | [6 empty] | 1
|  | 1 | 7 | AES PANEL TAMPER | [7 empty] | 1
|  | 1 | 8 | MAIN PANEL TAMPER | [7 empty] | 1
1156B |  | 2 | 9 | STORAGE DOOR | [5 empty] | 1
|  | 2 | 10 | STORAGE MOTION |  |  |  |  | 1
|  | 2 | 11 | STORAGE DURESS | [6 empty] | 1
|  | 2 | 16 | PANEL TAMPER | [7 empty] | 1
[6 empty] | 1 |  | 1
INTRUSION DETECTION SYSTEM WITH POWER SERIES (PC1864) WITH LCD 5500 KEYPAD. AES 7788 WIRELESS RADIO COMMUNICATOR AND TL260 OR TL280 IP COMMUNICATOR
1157 | LRC AA&E | 1 | 1 | ROOM DOOR CONTACT | [5 empty] | 1
|  | 1 | 2 | ROOM MOTION |  |  |  |  | 1
|  | 1 | 3 | ROOM DURESS | [6 empty] | 1
|  | 1 | 4 | ROOM PANEL TAMPER | [7 empty] | 1
|  | 1 | 5 | ROOM DOOR CONTACT | [5 empty] | 1
|  | 1 | 6 | ROOM MOTION |  |  |  |  | 1
|  | 1 | 7 | ROOM DURESS | [6 empty] | 1
|  | 1 | 8 | ROOM PANEL TAMPER | [7 empty] | 1
[7 empty] | 1 | 1
INTRUSION DETECTION SYSTEM WITH POWER SERIES (PC1864) WITH LCD 5500 KEYPAD. AES 7788 WIRELESS RADIO COMMUNICATOR AND TL260 OR TL280 IP COMMUNICATOR
136 | 500th MP Det. (AA&E) | 1 | 1 | Arms Room Door | [5 empty] | 1
|  | 1 | 2 | Arms Room Motion |  |  |  |  | 1
|  | 1 | 3 | Arms Room Duress | [6 empty] | 1
|  | 1 | 4 | Basement Office Duress | [6 empty] | 1
|  | 1 | 8 | Panel Tampers | [7 empty] | 1
|  | 9 | 1 | B136 AA&E TAMPERS | [7 empty] | 1
[6 empty] | 1 |  | 1
INTRUSION DETECTION SYSTEM WITH POWER SERIES (PC1864) WITH LCD 5500 KEYPAD. AES 7788 WIRELESS RADIO COMMUNICATOR AND TL260 OR TL280 IP COMMUNICATOR
2000 | Grant ACP | 1 | 1 | DOOR | [5 empty] | 1
|  | 1 | 2 | MOTION |  |  |  |  | 1
|  | 1 | 3 | DURESS BOOTH 2007 | [6 empty] | 1
|  | 1 | 4 | DURESS BOOTH 2003 | [6 empty] | 1
|  | 1 | 5 | DURESS BOOTH 2004 | [6 empty] | 1
|  | 1 | 6 | DURESS BOOTH 2005 | [6 empty] | 1
|  | 1 | 7 | DURESS BOOTH 2006 | [6 empty] | 1
|  | 1 | 8 | DURESS BOOTH 2002 | [6 empty] | 1
|  | 1 | 9 | DURESS GUARD HOUSE SE CORNER | [6 empty] | 1
|  | 1 | 10 | DURESS GUARD HOUSE SW CORNER | [6 empty] | 1
|  | 1 | 11 | DURESS SUPERVISOR'S DESK | [6 empty] | 1
|  | 1 | 12 | RF TAMPER | [7 empty] | 1
|  | 1 | 15 | AES PANEL TAMPER | [7 empty] | 1
|  | 1 | 16 | MAIN PANEL TAMPER | [7 empty] | 1
[6 empty] | 1 |  | 1
INTRUSION DETECTION SYSTEM WITH POWER SERIES (PC1864) WITH LCD 5500 KEYPAD. AES 7788 WIRELESS RADIO COMMUNICATOR AND TL260 OR TL280 IP COMMUNICATOR
3000 | Hancock ACP | 1 | 1 | MAIN ENTRY DOOR CONTACT (BMS) | [5 empty] | 1
|  | 1 | 2 | MAIN AREA MOTION (PIR) |  |  |  |  | 1
|  | 1 | 3 | WIRELESS DURESS IN GUARD HOUSE | [6 empty] | 1
|  | 1 | 4 | WIRELESS DURESS IN BOOTH 1 | [6 empty] | 1
|  | 1 | 5 | WIRELESS DURESS IN BOOTH 3 | [6 empty] | 1
|  | 1 | 6 | WIRELESS DURESS IN BOOTH 2 | [6 empty] | 1
|  | 1 | 7 | RADIO RECEIVER TAMPER | [7 empty] | 1
|  | 1 | 8 | MAIN PANEL TAMPER | [7 empty] | 1
[7 empty] | 1 | 1
INTRUSION DETECTION SYSTEM WITH POWER SERIES (PC1864) WITH LCD 5500 KEYPAD. AES 7788 WIRELESS RADIO COMMUNICATOR AND TL260 OR TL280 IP COMMUNICATOR
320 | DES PS | 1 | 1 | Physical Security Glass Breaks | [8 empty] | 30
|  | 1 | 2 | Physical Security Motion |  |  |  |  | 1
|  | 1 | 3 | Physical Security Division Chief Moiton |  |  |  |  | 1
|  | 1 | 4 | Deputy Chief of PS Motion |  |  |  |  | 1
|  | 1 | 5 | DES Chief of Police Duress | [6 empty] | 1
|  | 1 | 6 | DES Deputy Chief of Police Duress | [6 empty] | 1
|  | 1 | 7 | Game Wardens Office Duress | [6 empty] | 1
|  | 1 | 8 | Main Panel Tamper | [7 empty] | 1
[7 empty] | 1 | 1
INTRUSION DETECTION SYSTEM WITH POWER SERIES (PC1864) WITH LCD 5500 KEYPAD. AES 7788 WIRELESS RADIO COMMUNICATOR AND TL260 OR TL280 IP COMMUNICATOR
320 | 500th MP Det. Arms Room | 1 | 1 | Arms Vault BMS | [5 empty] | 1
|  | 1 | 2 | Arms Vault Motion |  |  |  |  | 1
|  | 1 | 3 | Arms Vault Duress | [6 empty] | 1
|  | 1 | 8 | Control Panel Tamper | [7 empty] | 1
1
INTRUSION DETECTION SYSTEM WITH POWER SERIES (PC1864) WITH LCD 5500 KEYPAD. AES 7788 WIRELESS RADIO COMMUNICATOR AND TL260 OR TL280 IP COMMUNICATOR
4000 | Sherman ACP | 1 |  | EAST BOOTH CAMERA PANEL TAMPER | [7 empty] | 1
|  | 2 |  | WEST BOOTH CAMERA PANEL TAMPER | [7 empty] | 1
[6 empty] | 1 |  | 1
INTRUSION DETECTION SYSTEM WITH POWER SERIES (PC1864) WITH LCD 5500 KEYPAD. AES 7788 WIRELESS RADIO COMMUNICATOR AND TL260 OR TL280 IP COMMUNICATOR
48D | CAC HHC Arms Room (AA&E) | 1 | 1 | VAULT DOOR | [5 empty] | 1
|  | 1 | 2 | MOTION |  |  |  |  | 1
|  | 1 | 3 | DURESS | [6 empty] | 1
|  | 1 | 8 | CONTROL PANEL TAMPER | [7 empty] | 1
[6 empty] | 1 |  | 1
INTRUSION DETECTION SYSTEM WITH POWER SERIES (PC1864) WITH LCD 5500 KEYPAD. AES 7788 WIRELESS RADIO COMMUNICATOR AND TL260 OR TL280 IP COMMUNICATOR
700 | Main PX Arms Vault (AA&E) | 1 | 1 | VAULT DOOR | [5 empty] | 1
|  | 1 | 2 | MOTION |  |  |  |  | 1
|  | 1 | 3 | DURESS - GUN SALES | [6 empty] | 1
|  | 2 | 1 | MAIN PANEL TAMPER | [7 empty] | 1
|  | 2 | 2 | RADIO SUBSCRIBER TAMPER | [7 empty] | 1
[6 empty] | 1 |  | 1
INTRUSION DETECTION SYSTEM WITH POWER SERIES (PC1864) WITH LCD 5500 KEYPAD. AES 7788 WIRELESS RADIO COMMUNICATOR AND TL260 OR TL280 IP COMMUNICATOR
125 | K-9 Bunker | 1 | 1 | BUNKER DOOR | [5 empty] | 1
|  | 1 | 2 | BUNKER MOTION |  |  |  |  | 1
|  | 9 | 1 | MAIN CONTROL PANEL TAMPER | [7 empty] | 1
|  | 9 | 2 | Tamper Alarm | [7 empty] | 1
[6 empty] | 1 |  | 1
INTRUSION DETECTION SYSTEM WITH POWER SERIES (PC1864) WITH LCD 5500 KEYPAD. AES 7788 WIRELESS RADIO COMMUNICATOR AND TL260 OR TL280 IP COMMUNICATOR
635 | Single Soldiers Quarters | 1 | 1 | DURESS FRONT DESK | [6 empty] | 1
|  | 1 | 2 | DURESS MANAGER'S OFFICE | [6 empty] | 1
|  | 9 | 1 | MAIN PANEL TAMPER | [7 empty] | 1
|  | 9 | 2 | AES PANEL TAMPER | [7 empty] | 1
[6 empty] | 1 |  | 1
INTRUSION DETECTION SYSTEM WITH POWER SERIES (PC1864) WITH LCD 5500 KEYPAD. AES 7788 WIRELESS RADIO COMMUNICATOR AND TL260 OR TL280 IP COMMUNICATOR
77A | GARRISON HQ / DPTM | 1 | 1 | DOOR DPTM PLANS | [5 empty] | 1
|  | 1 | 2 | IBOC RECEPTION ENTRY DOOR | [5 empty] | 1
|  | 1 | 3 | IBOC EMERGENCY EXIT DOOR | [5 empty] | 1
|  | 1 | 4 | IBOC ENTRY DOOR | [5 empty] | 1
|  | 1 | 5 | IBOC RECEPTION MOTION MAIN AREA |  |  |  |  | 1
|  | 1 | 6 | IBOC MOTION |  |  |  |  | 1
|  | 1 | 7 | IBOC DURESS | [6 empty] | 1
|  | 1 | 8 | MAIN PANEL TAMPER | [7 empty] | 1
|  | 1 | 17 | DPTM RECEPTION ROOM | [6 empty] | 1
|  | 1 | 18 | DPTM CHIEF OF PLANS/OPS ROOM | [6 empty] | 1
|  | 1 | 19 | DPTM DIRECTOR ROOM | [6 empty] | 1
|  | 1 | 20 | GARRISON COMMAND RECEPTION | [6 empty] | 1
|  | 1 | 21 | DEPUTY GARC - SENSOR REMOVED | [6 empty] | 1
|  | 1 | 22 | GARRISON COMMANDER'S OFFICE | [6 empty] | 1
|  | 1 | 23 | GARRISON CSM | [6 empty] | 1
|  | 1 | 24 | GARRISON ROOM | [6 empty] | 1
|  | 1 | 25 | GARRISON ADMIN ASSISTANT ROOM | [6 empty] | 1
77C | Secure Vault / ATO Office | 3 | 33 | Main Entry Door | [5 empty] | 1
|  | 3 | 34 | Emergency Exit Door | [5 empty] | 1
|  | 3 | 35 | Main Entry Motion |  |  |  |  | 1
|  | 3 | 36 | Office Area Motion |  |  |  |  | 1
|  | 3 | 40 | Panel Tamper | [7 empty] | 1
[6 empty] | 1 |  | 1
801 | Frontier Army Museum (AA&E) | 2 | 34 | ARMS ROOM DOOR | [5 empty] | 1
|  | 2 | 35 | ARMS ROOM NORTHWEST MOTION |  |  |  |  | 1
|  | 2 | 36 | ARMS ROOM SOUTHEAST MOTION |  |  |  |  | 1
|  | 2 | 37 | ARMS ROOM VIBRATION - S. SENSOR WEST WALL | [9 empty] | 1
|  | 2 | 38 | ARMS ROOM VIBRATION - S. CENTER SENSOR WEST WALL | [9 empty] | 1
|  | 2 | 39 | ARMS ROOM VIBRATION - N. CENTER SENSOR WEST WALL | [9 empty] | 1
|  | 2 | 40 | ARMS ROOM VIBRATION - N. SENSOR WEST WALL | [9 empty] | 1
|  | 2 | 41 | ARMS ROOM VIBRATION - EAST WALL | [9 empty] | 1
|  | 2 | 42 | ARMS ROOM DURESS ALARM | [6 empty] | 1
|  | 2 | 48 | ARMS ROOM CONTROL PANEL TAMPER | [7 empty] | 1
[7 empty] | 1 | 1
89 | CID ARMS ROOM (AA&E) | 2 | 9 | ARMS VAULT DOOR | [5 empty] | 1
|  | 2 | 10 | ARMS VAULT DOOR TAMPER | [7 empty] | 1
|  | 2 | 11 | ARMS VAULT BOX TAMPER | [7 empty] | 1
|  | 2 | 12 | ARMS VAULT MOTION |  |  |  |  | 1
|  | 2 | 13 | ARMS VAULT PANIC BUTTON | [6 empty] | 1
1
OUTSIDE CAMERA UTILITY BOX WITH AES 7788 SUBSCRIBER
690 | CAM 1 - Power Station 5 CCTV System | 1 | 1 | MAIN PANEL TAMPER | [7 empty] | 1
|  | 1 | 2 | UPS PANEL TAMPER | [7 empty] | 1
|  | 1 | 3 | SUB-PANEL TAMPER | [7 empty] | 1
1
OUTSIDE CAMERA UTILITY BOX WITH AES 7788 SUBSCRIBER
| CAM 10 - North Post Railroad Access CCTV | 1 | 1 | MAIN PANEL TAMPER 10A | [7 empty] | 1
|  | 1 | 2 | AES PANEL TAMPER 10A | [7 empty] | 1
1
OUTSIDE CAMERA UTILITY BOX WITH AES 7788 SUBSCRIBER
| CAM 2B - Sherman Ave CCTV System South | 1 | 1 | CAMERA 2B PANEL TAMPER | [7 empty] | 1
|  | 1 | 2 | CAMERA 2B UPS TAMPER | [7 empty] | 1
|  | 1 | 3 | CAMERA 2A PANEL TAMPER | [7 empty] | 1
|  | 1 | 4 | CAMERA 2C PANEL TAMBER | [7 empty] | 1
1
OUTSIDE CAMERA UTILITY BOX WITH AES 7788 SUBSCRIBER
| CAM 2D - Sherman Ave CCTV System Southern RR CCTV | 1 | 1 | CAMERA 2D PANEL TAMPER | [7 empty] | 1
|  | 1 | 2 | CAMERA 2D UPS TAMPER | [7 empty] | 1
1
OUTSIDE CAMERA UTILITY BOX WITH AES 7788 SUBSCRIBER
| CAM 4A - Sherman Ave CCTV System North | 1 | 1 | MAIN PANEL TAMPER 4A | [7 empty] | 1
|  | 1 | 2 | UPS PANEL TAMPER 4A | [7 empty] | 1
|  | 1 | 3 | SUB PANEL TAMPER 4B | [7 empty] | 1
1
OUTSIDE CAMERA UTILITY BOX WITH AES 7788 SUBSCRIBER
| CAM 4C - Sherman Ave CCTV Location 4C | 1 | 1 | MAIN PANEL TAMPER 4C | [7 empty] | 1
|  | 1 | 2 | UPS PANEL TAMPER 4C | [7 empty] | 1
1
OUTSIDE CAMERA UTILITY BOX WITH AES 7788 SUBSCRIBER
405 | CAM 7 - Power Substation 3 CCTV | 1 | 1 | MAIN PANEL TAMPER 7A | [7 empty] | 1
|  | 1 | 2 | UPS PANEL TAMPER 7A | [7 empty] | 1
|  | 1 | 3 | SUB-PANEL TAMPER 7B | [7 empty] | 1
[7 empty] | 1 | 1
INTRUSION DETECTION SYSTEM WITH POWER SERIES (PC1864) WITH LCD 5500 KEYPAD. AES 7788 WIRELESS RADIO COMMUNICATOR AND TL260 OR TL280 IP COMMUNICATOR
320 | MOBILE DURESS UNIT 1 | 1 | 1 | DURESS 1 | [6 empty] | 1
|  | 1 | 2 | DURESS 2 | [6 empty] | 1
|  | 1 | 3 | DURESS 3 | [6 empty] | 1
|  | 1 | 4 | DURESS 4 | [6 empty] | 1
|  | 1 | 7 | AES PANEL TAMPER | [7 empty] | 1
|  | 1 | 8 | MAIN PANEL TAMPER | [7 empty] | 1
[7 empty] | 1 | 1
INTRUSION DETECTION SYSTEM WITH POWER SERIES (PC1864) WITH LCD 5500 KEYPAD. AES 7788 WIRELESS RADIO COMMUNICATOR AND TL260 OR TL280 IP COMMUNICATOR
4000 | B4001 Visitor Control Center | 1 | 1 | FRONT DOOR (SOUTH SIDE OF BUILDING) | [5 empty] | 1
|  | 1 | 2 | EMERGENCY EXIT DOOR (NORTH SIDE OF BUILDING) | [5 empty] | 1
|  | 1 | 3 | MECHANICAL ROOM DOOR (EAST SIDE OF BUILDING) | [5 empty] | 1
|  | 1 | 4 | MOTION ROOM (WAITING AREA) |  |  |  |  | 1
|  | 1 | 5 | MOTION ROOM |  |  |  |  | 1
|  | 1 | 6 | MOTION ROOM |  |  |  |  | 1
|  | 1 | 7 | MOTION ROOM |  |  |  |  | 1
|  | 1 | 8 | MOTION ROOM |  |  |  |  | 1
|  | 1 | 9 | MOTION ROOM (RECEPTION) |  |  |  |  | 1
|  | 1 | 10 | MOTION ROOM |  |  |  |  | 1
|  | 1 | 11 | MOTION ROOM |  |  |  |  | 1
|  | 1 | 15 | MAIN CONTROL PANEL TAMPER | [7 empty] | 1
|  | 1 | 16 | AES RADIO TRANSMITTER TAMPER | [7 empty] | 1
|  | 1 | 18 | DURESS ALARM ROOM | [6 empty] | 1
|  | 1 | 19 | DURESS ALARM ROOM | [6 empty] | 1
|  | 1 | 20 | DURESS ALARM ROOM | [6 empty] | 1
|  | 1 | 21 | DURESS ALARM ROOM | [6 empty] | 1
|  | 1 | 22 | DURESS ALARM ROOM | [6 empty] | 1
|  | 1 | 23 | DURESS ALARM ROOM | [6 empty] | 1
|  | 1 | 24 | DURESS ALARM ROOM | [6 empty] | 1
|  | 1 | 26 | DURESS ALARM ROOM | [6 empty] | 1
[6 empty] | 1 |  | 1
INTRUSION DETECTION SYSTEM WITH POWER SERIES (PC1864) WITH LCD 5500 KEYPAD. AES 7788 WIRELESS RADIO COMMUNICATOR AND TL260 OR TL280 IP COMMUNICATOR
1005 | NEC Network Node Sylvan Trail | 1 | 1 | FRONT DOOR | [5 empty] | 1
|  | 1 | 2 | MOTION SOUTHWEST CORNER |  |  |  |  | 1
|  | 1 | 3 | MOTION NORTHWEST CORNER |  |  |  |  | 1
|  | 1 | 4 | MOTION NORTHEAST CORNER |  |  |  |  | 1
|  | 1 | 5 | MOTION SOUTHEAST MOTION |  |  |  |  | 1
|  | 1 | 6 | Added by Signal Handler |  |  |  |  | 1
|  | 1 | 7 | CCTV MAIN PANEL TAMPER | [7 empty] | 1
|  | 1 | 8 | AES SUBSCRIBER TAMPER | [7 empty] | 1
|  | 1 | 9 | HVAC FAIL | [10 empty] | 1
|  | 1 | 10 | HIGH TEMPERATURE ALARM | [10 empty] | 1
|  | 1 | 11 | LOW TEMPERATURE ALARM | [10 empty] | 1
|  | 1 | 12 | HVAC POWER FAIL | [10 empty] | 1
|  | 1 | 13 | GENERATOR RUNNING | [10 empty] | 1
|  | 1 | 14 | GENERATOR TROUBLE | [10 empty] | 1
|  | 1 | 15 | HIGH HUMIDITY | [10 empty] | 1
|  | 1 | 16 | MAIN PANEL TAMPER | [7 empty] | 1
[6 empty] | 1 |  | 1
INTRUSION DETECTION SYSTEM WITH POWER SERIES (PC1864) WITH LCD 5500 KEYPAD. AES 7788 WIRELESS RADIO COMMUNICATOR AND TL260 OR TL280 IP COMMUNICATOR
1159 | NEC Network Node Sabalu Road | 1 | 1 | FRONT DOOR | [5 empty] | 1
|  | 1 | 2 | MOTION SOUTHEAST CORNER |  |  |  |  | 1
|  | 1 | 3 | MOTION SOUTHWEST CORNER |  |  |  |  | 1
|  | 1 | 4 | MOTION NORTHWEST CORNER |  |  |  |  | 1
|  | 1 | 5 | MOTION NORTHEAST MOTION |  |  |  |  | 1
|  | 1 | 8 | AES PANEL TAMPER | [7 empty] | 1
|  | 1 | 9 | HVAC FAIL | [10 empty] | 1
|  | 1 | 10 | HIGH TEMPERATURE ALARM | [10 empty] | 1
|  | 1 | 11 | LOW TEMPERATURE ALARM | [10 empty] | 1
|  | 1 | 12 | HVAC POWER FAIL | [10 empty] | 1
|  | 1 | 13 | GENERATOR RUNNING | [10 empty] | 1
|  | 1 | 14 | GENERATOR TROUBLE | [10 empty] | 1
|  | 1 | 15 | HIGH HUMIDITY | [10 empty] | 1
|  | 1 | 16 | MAIN PANEL TAMPER | [7 empty] | 1
[6 empty] | 1 |  | 1
INTRUSION DETECTION SYSTEM WITH POWER SERIES (PC1864) WITH LCD 5500 KEYPAD. AES 7788 WIRELESS RADIO COMMUNICATOR AND TL260 OR TL280 IP COMMUNICATOR
120 | NEC 120 MCN - Room 116 | 1 | 1 | Main Entry Double Doors - Door Contact | [5 empty] | 1
|  | 1 | 2 | Main Entry Coverage - Motion Sensor |  |  |  |  | 1
|  | 1 | 3 | Temp Sensor #1 | [10 empty] | 1
|  | 1 | 4 | Temp Sensor #2 | [10 empty] | 1
|  | 1 | 5 | UPS #1 Alarm | [10 empty] | 1
|  | 1 | 6 | UPS #2 Alarm | [10 empty] | 1
|  | 1 | 7 | GENERATOR RUNNING | [10 empty] | 1
|  | 1 | 8 | Control Panel Tamper | [7 empty] | 1
|  | 1 | 16 | AES PANEL TAMPER | [7 empty] | 1
[5 empty] | 1 |  |  | 1
INTRUSION DETECTION SYSTEM WITH DSC (PC4020) WITH LCD 4501 KEYPAD. AES 7788 WIRELESS RADIO COMMUNICATOR AND TL250 IP COMMUNICATOR
136 | Network Enterprise Center - NEC | 1 | 1 | NOT IN USE- Server Floor B Main Entry Door | [5 empty] | 1
|  | 1 | 2 | NOT IN USE- Loading Dock Man Door | [5 empty] | 1
|  | 1 | 3 | NOT IN USE- Loading Dock Overhead Door | [5 empty] | 1
|  | 1 | 4 | Emergency Exit Door (North) | [5 empty] | 1
|  | 1 | 5 | NOT IN USE- Server Floor B Main Entry Motion |  |  |  |  | 1
|  | 1 | 6 | NOT IN USE - Server Floor B SE Motion |  |  |  |  | 1
|  | 1 | 7 | NOT IN USE - Server Floor B S Motion |  |  |  |  | 1
|  | 1 | 8 | NOT IN USE - Server Floor B SW Motion |  |  |  |  | 1
|  | 1 | 9 | NOT IN USE - Server Floor B Center Motion |  |  |  |  | 1
|  | 1 | 10 | NOT IN USE - Loading Dock Motion |  |  |  |  | 1
|  | 1 | 11 | Server Floor A RM 2 Alarm Panel Motion |  |  |  |  | 1
|  | 1 | 12 | Server Floor A RM 4 NW Wall Motion |  |  |  |  | 1
|  | 1 | 13 | NOT IN USE - SIPR Area Motion |  |  |  |  | 1
|  | 1 | 14 | Server Floor A SE Motion |  |  |  |  | 1
|  | 1 | 15 | Server Floor A S Wall Motion (By Entry Door) |  |  |  |  | 1
|  | 1 | 16 | Main Panel Tamper | [7 empty] | 1
|  | 1 | 17 | Server Floor A Main Door | [5 empty] | 1
|  | 1 | 18 | Server Floor A Main Door | [5 empty] | 1
|  | 1 | 19 | Server Flr A Main Door Motion |  |  |  |  | 1
|  | 1 | 20 | North Emergency Exit Motion |  |  |  |  | 1
|  | 1 | 21 | Server Floor A NE Motion |  |  |  |  | 1
|  | 1 | 22 | Server Floor A NW Motion |  |  |  |  | 1
|  | 1 | 23 | Server Floor A CTR NE Motion |  |  |  |  | 1
|  | 1 | 24 | Server Floor A CTR NW Motion |  |  |  |  | 1
|  | 1 | 37 | Duress Rm Mitch Kelly's Office | [6 empty] | 1
|  | 1 | 38 | Duress Rm Alan Hottman NEC Director's Office | [6 empty] | 1
|  | 1 | 49 | Server Floor A RM 1 Motion |  |  |  |  | 1
|  | 1 | 50 | Server Floor A RM 2 Motion |  |  |  |  | 1
|  | 1 | 51 | Server Floor A RM 3 Motion |  |  |  |  | 1
|  | 1 | 52 | Server Floor A RM 4 Motion |  |  |  |  | 1
|  | 1 | 53 | NOT IN USE - Server Floor A CTR SE Motion |  |  |  |  | 1
|  | 1 | 54 | NOT IN USE - Server Floor A CTR SW Motion |  |  |  |  | 1
|  | 1 | 55 | NO IN USE Server Floor A Storage Area South Motion |  |  |  |  | 1
|  | 1 | 56 | NOT IN USEServer Floor A Storage Area North Motion |  |  |  |  | 1
|  | 1 | 64 | Power Supply Panel Tamper | [7 empty] | 1
|  | 2 | 25 | COMSEC VAULT DOOR CONTACT | [5 empty] | 1
|  | 2 | 26 | COMSEC VAULT WEST MOTION |  |  |  |  | 1
|  | 2 | 27 | COMSEC VAULT EAST MOTION |  |  |  |  | 1
|  | 3 | 33 | MDF DOOR CONTACT (BASEMENT) | [5 empty] | 1
|  | 3 | 34 | MDF MOTION (BASEMENT) |  |  |  |  | 1
|  | 3 | 48 | MDF CONTROL PANEL TAMPER | [7 empty] | 1
|  | 4 | 35 | SIPR CAFE DOOR CONTACT (BASEMENT) | [5 empty] | 1
|  | 4 | 36 | SIPR CAFE MOTION (BASEMENT) |  |  |  |  | 1
|  | 5 | 65 | OSA DOOR CONTACT (FBI Rm) | [5 empty] | 1
|  | 5 | 66 | OSA MOTION (FBI Rm) |  |  |  |  | 1
|  | 5 | 72 | OSA PANEL TAMPER | [7 empty] | 1
|  | 6 | 41 | OPS OSA DOOR CONTACT | [5 empty] | 1
|  | 6 | 42 | OPS OSA MAIN MOTION |  |  |  |  | 1
|  | 6 | 43 | OPS OSA CEILING MOTION |  |  |  |  | 1
|  | 9 | 1 | AES PANEL TAMPER | [7 empty] | 1
|  | 9 | 2 | AES POWER TAMPER | [7 empty] | 1
[6 empty] | 1 |  | 1
INTRUSION DETECTION SYSTEM WITH POWER SERIES (PC1864) WITH LCD 5500 KEYPAD. AES 7788 WIRELESS RADIO COMMUNICATOR AND TL260 OR TL280 IP COMMUNICATOR
24 | NEC Telephone Exchange | 1 | 1 | FRONT DOOR | [5 empty] | 1
|  | 1 | 2 | 1ST FLOOR DOOR | [5 empty] | 1
|  | 1 | 3 | 2ND FLOOR DOOR | [5 empty] | 1
|  | 1 | 4 | BASEMENT DOOR | [5 empty] | 1
|  | 1 | 5 | BASEMENT DOOR | [5 empty] | 1
|  | 1 | 6 | MOTION DOOR |  |  |  |  | 1
|  | 1 | 7 | MOTION ROOM NORTH |  |  |  |  | 1
|  | 1 | 8 | MOTION ROOM EAST |  |  |  |  | 1
|  | 1 | 9 | MOTION ROOM WEST OFFICE |  |  |  |  | 1
|  | 1 | 10 | MOTION ROOM NORTH OFFICE |  |  |  |  | 1
|  | 1 | 11 | MOTION ROOM EAST |  |  |  |  | 1
|  | 1 | 12 | MOTION ROOM SOUTH |  |  |  |  | 1
|  | 1 | 13 | MOTION 2ND FLOOR |  |  |  |  | 1
|  | 1 | 14 | MOTION BASEMENT WEST END |  |  |  |  | 1
|  | 1 | 15 | MOTION BASEMENT EAST END |  |  |  |  | 1
|  | 1 | 16 | DURESS ALARM ROOM SOUTH BUTTON | [6 empty] | 1
|  | 1 | 17 | DURESS ALARM ROOM NORTH BUTTON | [6 empty] | 1
|  | 1 | 24 | CONTROL PANEL TAMPER | [7 empty] | 1
[6 empty] | 1 |  | 1
INTRUSION DETECTION SYSTEM WITH POWER SERIES (PC1864) WITH LCD 5500 KEYPAD. AES 7788 WIRELESS RADIO COMMUNICATOR AND TL260 OR TL280 IP COMMUNICATOR
52A | NEC Network Node Bldg 52 | 1 | 1 | ENTRY DOOR | [5 empty] | 1
|  | 1 | 2 | MOTION SENSOR |  |  |  |  | 1
|  | 1 | 3 | HIGH TEMPERATURE ALARM | [10 empty] | 1
|  | 1 | 7 | AES PANEL TAMPER | [7 empty] | 1
|  | 1 | 8 | MAIN PANEL TAMPER | [7 empty] | 1
[7 empty] | 1 | 1
INTRUSION DETECTION SYSTEM WITH POWER SERIES (PC1864) WITH LCD 5500 KEYPAD. AES 7788 WIRELESS RADIO COMMUNICATOR AND TL260 OR TL280 IP COMMUNICATOR
841 | NEC COMMS SHELTER B841 | 1 | 1 | MOTION - COMMS ROOM |  |  |  |  | 1
|  | 1 | 2 | DOOR - COMMS ROOM | [5 empty] | 1
|  | 1 | 5 | TAMPER - MAIN PANEL TAMPER | [7 empty] | 1
|  | 1 | 7 | TEMP - COMMS ROOM | [10 empty] | 1
|  | 1 | 8 | PANEL TAMPER | [7 empty] | 1
|  | 2 | 3 | MOTION - GENERATOR ROOM |  |  |  |  | 1
|  | 2 | 4 | DOOR - GENERATOR ROOM | [5 empty] | 1
|  | 9 | 1 | B842 AES PANEL TAMPER | [7 empty] | 1
|  | 9 | 2 | B842 FIBER PANEL TAMPER | [7 empty] | 1
[6 empty] | 1 |  | 1
INTRUSION DETECTION SYSTEM WITH POWER SERIES (PC1864) WITH LCD 5500 KEYPAD. AES 7788 WIRELESS RADIO COMMUNICATOR AND TL260 OR TL280 IP COMMUNICATOR
842 | NEC LMR TOWER B842 IDS ALARM | 1 | 1 | FRONT DOOR | [5 empty] | 1
|  | 1 | 2 | FRONT MOTION |  |  |  |  | 1
|  | 1 | 8 | CONTROL PANEL TAMPER | [7 empty] | 1
1
INTRUSION DETECTION SYSTEM WITH POWER SERIES (PC1864) WITH LCD 5500 KEYPAD. AES 7788 WIRELESS RADIO COMMUNICATOR AND TL260 OR TL280 IP COMMUNICATOR
1159 | CAM 9 - NEC Facility (RSU) CCTV | 1 | 1 | MAIN PANEL TAMPER 9A | [7 empty] | 1
|  | 1 | 2 | UPS PANEL TAMPER 9A | [7 empty] | 1
[6 empty] | 1 |  | 1
INTRUSION DETECTION SYSTEM WITH POWER SERIES (PC1864) WITH LCD 5500 KEYPAD. AES 7788 WIRELESS RADIO COMMUNICATOR AND TL260 OR TL280 IP COMMUNICATOR
1056 | Harrold Youth Center Duress | 1 | 1 | WIRELESS DURESS 1 - RM DIRECTOR'S OFFICE | [6 empty] | 1
|  | 1 | 2 | WIRELESS DURESS 2 - RM DEPUTY DIRECTOR | [6 empty] | 1
|  | 1 | 3 | WIRELESS DURESS 3 - ADMIN DESK/ENTRY AREA | [6 empty] | 1
|  | 1 | 4 | WIRELESS DURESS 4 - RM STAFF LOUNGE | [6 empty] | 1
|  | 1 | 8 | AES PANEL TAMPER | [7 empty] | 1
[6 empty] | 1 |  | 1
INTRUSION DETECTION SYSTEM WITH POWER SERIES (PC1864) WITH LCD 5500 KEYPAD. AES 7788 WIRELESS RADIO COMMUNICATOR AND TL260 OR TL280 IP COMMUNICATOR
1098 | Osage CDC | 1 | 9 | FRONT DESK | [6 empty] | 1
|  | 1 | 10 | MANAGER'S OFFICE | [6 empty] | 1
[6 empty] | 1 |  | 1
INTRUSION DETECTION SYSTEM WITH POWER SERIES (PC1864) WITH LCD 5500 KEYPAD. AES 7788 WIRELESS RADIO COMMUNICATOR AND TL260 OR TL280 IP COMMUNICATOR
2400 | Santa Fe CDC | 1 | 9 | Panic in Directors Office | [6 empty] | 1
|  | 1 | 10 | Panic at Front Desk | [6 empty] | 1
|  | 1 | 11 | Panic at Asst Directors Office | [6 empty] | 1
[6 empty] | 1 |  | 1
INTRUSION DETECTION SYSTEM WITH POWER SERIES (PC1864) WITH LCD 5500 KEYPAD. AES 7788 WIRELESS RADIO COMMUNICATOR AND TL260 OR TL280 IP COMMUNICATOR
364 | Trails West Golf Club House | 1 | 1 | MAIN ENTRY DOOR | [5 empty] | 1
|  | 1 | 2 | OFFICE DOOR | [5 empty] | 1
|  | 1 | 3 | PATIO DOORS (MAIN FLOOR) | [5 empty] | 1
|  | 1 | 4 | KITCHEN DOORS (MAIN FLOOR) | [5 empty] | 1
|  | 1 | 5 | BASEMENT DOOR | [5 empty] | 1
|  | 1 | 6 | DURESS | [6 empty] | 1
|  | 9 | 1 | MAIN CONTROL PANEL TAMPER | [7 empty] | 1
|  | 9 | 2 | RADIO TRANSMITTER PANEL TAMPER | [7 empty] | 1
[6 empty] | 1 |  | 1
INTRUSION DETECTION SYSTEM WITH POWER SERIES (PC1864) WITH LCD 5500 KEYPAD. AES 7788 WIRELESS RADIO COMMUNICATOR AND TL260 OR TL280 IP COMMUNICATOR
62 | Main Child Development Center | 1 | 1 | DURESS FRONT DESK - SOUTH SIDE FACING WAITING AREA | [6 empty] | 1
|  | 1 | 2 | DURESS FRONT DESK - WEST SIDE FACING ENTRY | [6 empty] | 1
|  | 1 | 3 | DURESS ADMIN OFFICES | [6 empty] | 1
|  | 1 | 4 | DURESS DIRECTOR'S OFFICE | [6 empty] | 1
|  | 9 | 1 | MAIN PANEL TAMPER | [7 empty] | 1
|  | 9 | 2 | RADIO SUBSCRIBER TAMPER | [7 empty] | 1
[6 empty] | 1 |  | 1
INTRUSION DETECTION SYSTEM WITH POWER SERIES (PC1864) WITH LCD 5500 KEYPAD. AES 7788 WIRELESS RADIO COMMUNICATOR AND TL260 OR TL280 IP COMMUNICATOR
628 | Strike Zone Bowling Center | 1 | 1 | OFFICE DURESS | [6 empty] | 1
|  | 9 | 1 | MAIN CONTROL PANEL TAMPER | [7 empty] | 1
|  | 9 | 2 | RADIO TRANSMITTER PANEL TAMPER | [7 empty] | 1
1
INTRUSION DETECTION SYSTEM WITH POWER SERIES (PC1864) WITH LCD 5500 KEYPAD. AES 7788 WIRELESS RADIO COMMUNICATOR AND TL260 OR TL280 IP COMMUNICATOR
1726 | Bradley Elementary | 1 | 1 | DURESS/HOLDUP ALARM | [6 empty] | 1
|  | 1 | 2 | EMERGENCY ALARM | [6 empty] | 1
1
INTRUSION DETECTION SYSTEM WITH POWER SERIES (PC1864) WITH LCD 5500 KEYPAD. AES 7788 WIRELESS RADIO COMMUNICATOR AND TL260 OR TL280 IP COMMUNICATOR
2104 | MacArthur Elementary | 1 | 1 | DURESS/HOLDUP ALARM | [6 empty] | 1
|  | 1 | 2 | EMERGENCY ALARM | [6 empty] | 1
1
INTRUSION DETECTION SYSTEM WITH POWER SERIES (PC1864) WITH LCD 5500 KEYPAD. AES 7788 WIRELESS RADIO COMMUNICATOR AND TL260 OR TL280 IP COMMUNICATOR
327 | Eisenhower Elementary | 1 | 1 | Holdup Alarm | [6 empty] | 1
1
INTRUSION DETECTION SYSTEM WITH POWER SERIES (PC1864) WITH LCD 5500 KEYPAD. AES 7788 WIRELESS RADIO COMMUNICATOR AND TL260 OR TL280 IP COMMUNICATOR
332 | District Office | 1 | 1 | DURESS/HOLDUP ALARM | [6 empty] | 1
|  | 1 | 2 | EMERGENCY CALL IN ALARM | [6 empty] | 1
1
OUTSIDE CAMERA UTILITY BOX WITH AES 7788 SUBSCRIBER
25 | CAM 5 - Water Treatment & Power Substation 1 | 1 | 1 | MAIN PANEL TAMPER 5C | [7 empty] | 1
|  | 1 | 2 | UPS PANEL TAMPER 5C | [7 empty] | 1
|  | 1 | 3 | SUB-PANEL TAMPER 5D | [7 empty] | 1
[6 empty] | 1 |  | 1
INTRUSION DETECTION SYSTEM WITH POWER SERIES (PC1864) WITH LCD 5500 KEYPAD. AES 7788 WIRELESS RADIO COMMUNICATOR AND TL260 OR TL280 IP COMMUNICATOR
198 | Army Substance Abuse Program/Resiliency Center | 1 | 1 | DURESS ROOM | [6 empty] | 1
|  | 1 | 2 | DURESS ROOM | [6 empty] | 1
|  | 1 | 3 | DURESS ROOM | [6 empty] | 1
|  | 1 | 7 | AES PANEL TAMPER | [7 empty] | 1
|  | 1 | 8 | MAIN PANEL TAMPER | [7 empty] | 1
Card Readers |  | C-CURE
Name |  | Partition
320 | [18 empty] | 1
B320 1.1 2ND FL DECK ENTRANCE 200 |  | DES |  | ISTAR ULTRA | [15 empty] | 1
B320 1.2 MAIN LOBBY ENTRANCE 102 |  | DES | [17 empty] | 1
B320 1.3 DISPATCH WEST 127 |  | DES | [17 empty] | 1
B320 1.4 DISPATCH EAST 127 |  | DES | [17 empty] | 1
B320 1.5 COMM RM 129 |  | DES | [17 empty] | 1
B320 1.6 PRISONER PROCCESSING 118 |  | DES | [17 empty] | 1
B320 1.7 CORRIDOR 112 ENTRANCE |  | DES | [17 empty] | 1
B320 2.1 ARMS VAULT |  | DES | [17 empty] | 1
B320 2.2 COMM RM 122 |  | DES | [17 empty] | 1
B320 2.3 VEHICLE GATE |  | DES | [17 empty] | 1
701 | [17 empty] | 1
B701 FIRE STATION #2 E BAY |  | DES - FIRE |  | ISTAR PRO | [15 empty] | 1
B701 FIRE STATION #2 EAST ENTRY |  | DES - FIRE | [17 empty] | 1
B701 FIRE STATION #2 KITCHEN |  | DES - FIRE | [17 empty] | 1
B701 FIRE STATION #2 SOUTH ENTRY |  | DES - FIRE | [17 empty] | 1
B701 FIRE STATION #2 W BAY |  | DES - FIRE | [17 empty] | 1
77 | [16 empty] | 1 | 1
B77 BULL PEN ENTRANCE |  | DPTM |  | ISTAR PRO AND ISTAR EX | [15 empty] | 1
B77 CENTRAL HALLWAY DOOR |  | DPTM | [17 empty] | 1
B77 MAIN ELEVATOR CONTROL |  | DPTM | [17 empty] | 1
B77 MAIN IBOC ENTRANCE |  | DPTM | [17 empty] | 1
B77A East Main Entry RDR |  | DPTM | [17 empty] | 1
B77A West Main Entry RDR |  | DPTM | [17 empty] | 1
132 | [16 empty] | 1
B132A SOUTH GATE RDR |  | DPTM |  | ISTAR EX | [15 empty] | 1
B132A WEST GATE RDR |  | DPTM | [17 empty] | 1
95 | [15 empty] | 1
B95 FIRE DEPT BSMT DOOR EAST |  | DES - FIRE |  | ISTAR EDGE | [15 empty] | 1
B95 FIRE DEPT MAIN DOOR WEST |  | DES - FIRE | [17 empty] | 1
4001 | [15 empty] | 1
RDR B4001 COMM RM 115 |  | DES - VCC |  | ISTAR EDGE | [15 empty] | 1
RDR B4001 STORAGE/MISC 104 |  | DES - VCC | [17 empty] | 1
RDR B4001 VESTIBULE 101 |  | DES - VCC | [17 empty] | 1
136 | [16 empty] | 1 | 1 | 1
136A 1.1 SOUTH STAIRS LOWER RDR |  | NEC |  | ISTAR PRO, ISTAR EX, ISTAR ULTRA SE | [15 empty] | 1
136A 1.2 SOUTH EXTERIOR DOOR RDR |  | NEC | [17 empty] | 1
136A 1.3 DES CMD GROUP DOOR RDR |  | NEC | [17 empty] | 1
136A 1.4 SOUTH PARKING LOT RDR |  | NEC | [17 empty] | 1
136A 1.5 NORTH PARKING GATE RDR |  | NEC | [17 empty] | 1
136A 1.6 BASEMENT VAULT RDR |  | NEC | [17 empty] | 1
136A 2.1 HOLDING/INTERVIEW RDR |  | NEC | [17 empty] | 1
136A 2.2 BASEMENT OSA RDR |  | NEC | [17 empty] | 1
136A 2.3 DES DISPATCH RDR |  | NEC | [17 empty] | 1
136A 2.4 MDF ROOM RDR |  | NEC | [17 empty] | 1
136A 2.5 TRAINING ROOM RDR |  | NEC | [17 empty] | 1
136A 2.6 BASEMENT MAIN HALL RDR |  | NEC | [17 empty] | 1
136A 2.7 ARMS ROOM RDR |  | NEC | [17 empty] | 1
136C 1.1 SOUTH STAIRS UPPER DOOR RDR |  | NEC | [17 empty] | 1
136C 1.2 PLANS DIV DOOR RDR |  | NEC | [17 empty] | 1
136C 1.3 OPS DOOR Room 105 RDR |  | NEC | [17 empty] | 1
136C 1.4 SW LOADING DOCK DOOR RDR |  | NEC | [17 empty] | 1
136C 1.5 WEST MAIN ENTRY DOOR RDR |  | NEC | [17 empty] | 1
136C 1.6 SOUTH HALLWAY DOOR RDR |  | NEC | [17 empty] | 1
136C 1.7 HELP DESK DOOR RDR |  | NEC | [17 empty] | 1
136C 1.8 NORTH HALLWAY DOOR RDR |  | NEC | [17 empty] | 1
136C 2.1 CLASSROOM WEST DOOR RDR |  | NEC | [17 empty] | 1
136C 2.2 FBI RM DOOR RDR |  | NEC | [17 empty] | 1
136C 2.3 CLASSROOM NORTH DOOR RDR |  | NEC | [17 empty] | 1
136C 2.4 CLASSROOM SOUTH DOOR RDR |  | NEC | [17 empty] | 1
136C 2.5 WAREHOUSE DOOR RDR |  | NEC | [17 empty] | 1
136C 2.6 COMSEC VAULT DOOR RDR |  | NEC | [17 empty] | 1
B136B LOADING DOCK RDR |  | NEC | [17 empty] | 1
B136B NEW DOOR |  | NEC | [17 empty] | 1
B136B NORTH PARKING GATE RDR |  | NEC | [17 empty] | 1
B136B SERVER FLR A RDR |  | NEC | [17 empty] | 1
B136B SERVER FLR A SIPR RM 206 RDR |  | NEC | [17 empty] | 1
B136B SERVER FLR A SIPR RM 207 RDR |  | NEC | [17 empty] | 1
B136B SERVER FLR B RDR |  | NEC | [17 empty] | 1
B136B UPS RM RDR |  | NEC | [17 empty] | 1
841 | [18 empty] | 1
B841A Hemp Shelter Main Entry RDR |  | NEC |  | ISTAR EDGE G2 | [15 empty] | 1
1056 | [15 empty] | 1
B1056 100A RDR |  | DFMWR |  | ISTAR EDGE | [15 empty] | 1
62 | [15 empty] | 1
B62 100A Main Entry RDR |  | DFMWR |  | ISTAR EDGE | [15 empty] | 1
Cameras
Location Description
Substation 5 NW | [20 empty] | 1 |  | 1
Substation 5 NW | [20 empty] | 1 |  | 1
Substation 5 SE | [20 empty] | 1 |  | 1
Substation 5 SE | [20 empty] | 1 |  | 1
SHERMAN BARRIER SOUTH | [20 empty] | 1 |  | 1
SHERMAN BARRIER NORTH | [20 empty] | 1 |  | 1
SHERMAN BY B341 NORTH | [20 empty] | 1 |  | 1
SHERMAN BY B341 SOUTH | [20 empty] | 1 |  | 1
SHERMAN CENTER SOUTH | [20 empty] | 1 |  | 1
SHERMAN CENTER NORTH | [20 empty] | 1 |  | 1
SHERMAN SOUTHERN RAILROAD NORTH FOV | [20 empty] | 1 |  | 1
SHERMAN SOUTHERN RAILROAD SOUTH FOV | [20 empty] | 1 |  | 1
SHERMAN GATE BOOTH 1 | [20 empty] | 1 |  | 1
SHERMAN GATE BOOTH 2 | [20 empty] | 1 |  | 1
SHERMAN BY LEWIS & CLARK NORTH | [20 empty] | 1 |  | 1
SHERMAN BY LEWIS & CLARK SOUTH | [20 empty] | 1 |  | 1
SHERMAN & STIMSON SOUTH | [20 empty] | 1 |  | 1
SHERMAN & MONROE NORTH | [20 empty] | 1 |  | 1
SHERMAN & MONROE SOUTH | [20 empty] | 1 |  | 1
SHERMAN & STIMSON NORTH | [20 empty] | 1 |  | 1
Water treatment Wall MT NW |  |  |  | WATER TREATMENT SETTLING POOLS | [16 empty] | 1 |  | 1
Water treatment Wall MT SE |  |  |  | WATER TREATMENT SOUTH AREA | [16 empty] | 1 |  | 1
Water treatment Pole by Sub |  |  |  | POWER SUBSTATION 1 | [16 empty] | 1 |  | 1
Water treatment Pole by Gate |  |  |  | HERITAGE TRAIL | [16 empty] | 1 |  | 1
Substation 3 SW | [20 empty] | 1 |  | 1
Substation 3 SW | [20 empty] | 1 |  | 1
Substation 3 NE | [20 empty] | 1 |  | 1
Substation 3 NE | [20 empty] | 1 |  | 1
NEC SYLVAN TRAIL | [20 empty] | 1 |  | 1
NEC RSU | [20 empty] | 1 |  | 1
NEC RSU | [20 empty] | 1 |  | 1
NORTH RAILROAD SIDING SOUTH | [20 empty] | 1 |  | 1
NORTH RAILROAD SIDING NORTH | [20 empty] | 1 |  | 1
635 SSQ Lobby | [21 empty] | 1 | 1
635 SSQ Main Hall | [21 empty] | 1 | 1
635 SSQ Laundry | [21 empty] | 1 | 1
635 West Wing Hall | [21 empty] | 1 | 1
635 East Wing Hall | [21 empty] | 1 | 1
635 A Wing 1st Floor Entry | [21 empty] | 1 | 1
635 A Wing 1st Floor Exit | [21 empty] | 1 | 1
635 A Wing 2nd Floor Entry | [21 empty] | 1 | 1
635 A Wing 2nd Floor Exit | [21 empty] | 1 | 1
635 A Wing 3rd Floor Entry | [21 empty] | 1 | 1
635 A Wing 3rd Floor Exit | [21 empty] | 1 | 1
635 B Wing 1st Floor Entry | [21 empty] | 1 | 1
635 B Wing 1st Floor Exit | [21 empty] | 1 | 1
635 B Wing 2nd Floor Entry | [21 empty] | 1 | 1
635 B Wing 2nd Floor Exit | [21 empty] | 1 | 1
635 B Wing 3rd Floor Entry | [21 empty] | 1 | 1
635 B Wing 3rd Floor Exit | [21 empty] | 1 | 1
635 C Wing 1st Floor Entry | [21 empty] | 1 | 1
635 C Wing 1st Floor Exit | [21 empty] | 1 | 1
635 C Wing 2nd Floor Entry | [21 empty] | 1 | 1
635 C Wing 2nd Floor Exit | [21 empty] | 1 | 1
635 C Wing 3rd Floor Entry | [21 empty] | 1 | 1
635 C Wing 3rd Floor Exit | [21 empty] | 1 | 1
635 D Wing 1st Floor Entry | [21 empty] | 1 | 1
635 D Wing 1st Floor Exit | [21 empty] | 1 | 1
635 D Wing 2nd Floor Entry | [21 empty] | 1 | 1
635 D Wing 2nd Floor Exit | [21 empty] | 1 | 1
635 D Wing 3rd Floor Entry | [21 empty] | 1 | 1
635 D Wing 3rd Floor Exit | [21 empty] | 1 | 1
635 Northwest Parking | [21 empty] | 1 | 1
635 Northeast Parking | [21 empty] | 1 | 1
635 West Parking | [21 empty] | 1 | 1
635 South Parking | [21 empty] | 1 | 1
635 BSMT Storage 1 SW Corner | [21 empty] | 1 | 1
635 BSMT Storage 2 SE Corner | [21 empty] | 1 | 1
635 BSMT Storage 3 S Center Row | [21 empty] | 1 | 1
635 BSMT Storage 4 N Center Row | [21 empty] | 1 | 1
635 BSMT Storage 5 N Row South | [21 empty] | 1 | 1
635 BSMT Storage 6 N Row North | [21 empty] | 1 | 1
636 1st Floor West | [21 empty] | 1 | 1
636 1st Floor East | [21 empty] | 1 | 1
636 2nd Floor West | [21 empty] | 1 | 1
636 2nd Floor East | [21 empty] | 1 | 1
320 2nd Deck Outside Entrance | [21 empty] | 1 | 1
320 2nd Deck Inside Entrance | [21 empty] | 1 | 1
320 1st Deck W Outside Entrance | [21 empty] | 1 | 1
320 1st Deck W Inside Entrance | [21 empty] | 1 | 1
320 Dispatch Window Public Entrance | [21 empty] | 1 | 1
320 Dispatch and MPI Entrance | [21 empty] | 1 | 1
320 Dispatch | [21 empty] | 1 | 1
320 Parking area | [21 empty] | 1 | 1
320 D-Cell | [21 empty] | 1 | 1
320 Police Interview Room | [21 empty] | 1 | 1
320 1st Deck E Outside Entrance | [21 empty] | 1 | 1
320 Prisoner Processing Room | [21 empty] | 1 | 1
320 Arms Room Hallway | [21 empty] | 1 | 1
320 MPI Interview Room | [21 empty] | 1 | 1
320 Intox/Finger Printing | [21 empty] | 1 | 1
320 MPI Evidence Room Entrance | [21 empty] | 1 | 1
320 Guard Mount Room Hallway | [21 empty] | 1 | 1
136 South Stairs | [21 empty] | 1 | 1
136 Server Flr | [21 empty] | 1 | 1
136 FBI Rm | [21 empty] | 1 | 1
136 CSD OSA | [21 empty] | 1 | 1
136 ESD OSA | [21 empty] | 1 | 1
136 OPS OSA | [21 empty] | 1 | 1
52 NEC NODE | [21 empty] | 1 | 1
842 Main Area | [21 empty] | 1 | 1
[5 empty] | 4020 | 1864 | 2128 | AES | Motion | BMS | Duress | Tamp | GB | VIB | Input | EDGE | EX | PRO | ULTRA | Readers | Wisenet XNV-8080R | MOBOTIX Q24/25/26 | Cameras
|  |  |  | DEVICE TOTALS | 1 | 26 | 7 | 46 | 97 | 63 | 94 | 95 | 42 | 5 | 26 | 4 | 3 | 3 | 3 | 66 | 33 | 68 | 101

## BLDG (EMPTY)
Bldg. | Description | Area | Zone | Locations
| INTRUSION DETECTION SYSTEM WITH POWER SERIES (PC1864) WITH LCD 5500 KEYPAD. AES 7788 WIRELESS RADIO COMMUNICATOR AND TL260 OR TL280 IP COMMUNICATOR | 1 | 1 | MAIN PANEL TAMPERS
|  | 1 | 2 | RM MOTION
|  | 1 | 3 | RM DOOR CONTACT
|  | 1 | 5 | RM MOTION
|  | 1 | 6 | RM DOOR CONTACT
|  | 1 | 8 | WEST BASEMENT HALL MOTION
|  | 1 | 9 | RM MOTION
|  | 1 | 13 | RM WEST MOTION
|  | 1 | 14 | RM EAST MOTION
|  | 1 | 15 | RM MOTION
|  | 1 | 16 | RM MOTION
|  | 1 | 17 | EAST BASEMENT HALL MOTION
|  | 1 | 18 | RM MOTION
|  | 1 | 19 | RM MOTION
|  | 1 | 20 | RM MOTION
|  | 1 | 23 | RM MOTION
|  | 1 | 25 | RM MOTION
|  | 1 | 26 | RM MOTION
|  | 1 | 27 | RM MOTION
|  | 1 | 28 | RM MOTION
|  | 1 | 29 | RM DOOR CONTACT
|  | 1 | 31 | RM DOOR CONTACT
|  | 1 | 33 | RM MOTION
|  | 1 | 35 | RM MOTION
|  | 1 | 36 | RM MOTION
|  | 1 | 37 | RM MOTION
|  | 1 | 38 | RM MOTION
|  | 1 | 39 | RM MOTION
|  | 1 | 40 | RM MOTION
|  | 1 | 41 | RM MOTION
|  | 1 | 42 | RM MOTION
|  | 1 | 43 | FRONT DOOR, RM SOUTH DOOR WEST CONTACT
|  | 1 | 45 | FRONT DOOR, RM SOUTH DOOR EAST CONTACT
|  | 1 | 47 | RM EAST MOTION
|  | 1 | 48 | RM MOTION
|  | 1 | 49 | RM MOTION
|  | 1 | 50 | RM MOTION
|  | 1 | 51 | RM DOOR CONTACT
|  | 1 | 53 | RM MOTION
|  | 1 | 54 | RM MOTION
|  | 1 | 55 | RM MOTION
|  | 1 | 56 | RM MOTION
|  | 1 | 57 | RM MOTION
|  | 1 | 58 | RM MOTION
|  | 1 | 59 | RM DOOR CONTACT
|  | 1 | 61 | RM MOTION
|  | 1 | 62 | RM MOTION
|  | 1 | 63 | RM MOTION
|  | 1 | 64 | RM MOTION
|  | 1 | 65 | RM MOTION
|  | 1 | 66 | RM MOTION
|  | 1 | 67 | RM MOTION
|  | 1 | 68 | RM MOTION
|  | 1 | 69 | RM MOTION
|  | 1 | 70 | RM DOOR CONTACT
|  | 1 | 72 | RM MOTION
Card Readers
Name |  | Partition
ISTAR EDGE
MAIN ENTRY READER | B53 MAIN ENTRY READER

## ANALYSIS TEAM 2 BUILDINGS
Bldg. | Description | Area | Zone | Locations
| INTRUSION DETECTION SYSTEM WITH DSC (PC4020) WITH LCD 4501 KEYPAD. AES 7788 WIRELESS RADIO COMMUNICATOR AND TL250 IP COMMUNICATOR | 2 | 17 | MAIN ENTRY- NORTH DOOR
|  | 2 | 18 | WEST ENTRY DOOR
|  | 2 | 19 | EAST DOOR
|  | 2 | 20 | NORTH MOTION
|  | 2 | 21 | NORTH CENTER MOTION
|  | 2 | 22 | CENTER MOTION
|  | 2 | 23 | SOUTH CENTER MOTION
|  | 2 | 24 | SOUTH MOTION
|  | 2 | 32 | CONTROL PANEL TAMPER
| INTRUSION DETECTION PARTITION | 1 | 1 | MAIN DOOR
| LCD 4501 | 1 | 2 | MOTION SENSOR
|  | 1 | 16 | CONTROL PANEL TAMPER
|  | 1 | 65 | HQ AREA DURESS SUITE (SECRETARY)
|  | 1 | 66 | HQ AREA DURESS SUITE (DIRECTOR)
|  | 1 | 67 | HQ AREA DURESS SUITE (WEST CENTER DESK)
|  | 1 | 68 | HQ AREA DURESS SUITE (WEST OFFICE DESK)
|  | 1 | 72 | CONTROL PANEL TAMPER
| INTRUSION DETECTION PARTITION | 4 | 49 | WEST ENTRY DOOR
| LCD 4501 | 4 | 50 | WEST EMERGENCY EXIT DOOR
|  | 4 | 52 | NORTH OFFICE WEST MOTION
|  | 4 | 53 | NORTH OFFICE EAST MOTION
|  | 4 | 54 | WEST EXIT MOTION
|  | 4 | 55 | MAIN ROOM NORTH MOTION
|  | 4 | 56 | MAIN ROOM SOUTH MOTION
|  | 4 | 57 | SOUTHEAST OFFICE MOTION
|  | 4 | 58 | SOUTHWEST OFFICE MOTION
|  | 4 | 64 | CONTROL PANEL TAMPER
| INTRUSION DETECTION PARTITION | 3 | 33 | EAST DOOR MAIN ENTRY
| LCD 4501 | 3 | 34 | EAST EMERGENCY EXIT DOOR
|  | 3 | 35 | MAIN ENTRY MOTION
|  | 3 | 36 | CENTER OFFICE NORTH MOTION
|  | 3 | 37 | CENTER OFFICE SOUTH MOTION
|  | 3 | 38 | NORTHEAST OFFICE MOTION
|  | 3 | 39 | NORTH CENTER OFFICE MOTION
|  | 3 | 40 | DIRECTOR'S OFFICE MOTION
|  | 3 | 41 | COPIER ROOM MOTION
|  | 3 | 42 | WEST OFFICE MOTION
|  | 3 | 48 | CONTROL PANEL TAMPER
| INTRUSION DETECTION PARTITION | 1 | 1 | WEST ENTRY DOOR
| LCD 4501 | 1 | 2 | EAST ENTRY DOOR
|  | 1 | 3 | EAST EMERGENCY EXIT DOOR 1ST FLOOR
|  | 1 | 4 | WEST EMERGENCY EXIT DOOR 1ST FLOOR
|  | 1 | 5 | BASEMENT EAST STAIR EXIT DOOR
|  | 1 | 6 | 1ST FLOOR CENTER WEST - SOUTH MOTION (RM)
|  | 1 | 7 | 1ST FLOOR CENTER WEST - NORTH MOTION (RM)
|  | 1 | 8 | 1ST FLOOR RM MOTION
|  | 1 | 9 | 1ST FLOOR COMMUNICATIONS ROOM MOTION (RM)
|  | 1 | 10 | 1ST FLOOR ROOM NORTH MOTION
|  | 1 | 11 | 1ST FLOOR ROOM SOUTHWEST MOTION
|  | 1 | 12 | 1ST FLOOR ROOM SOUTH MOTION
|  | 1 | 13 | 1ST FLOOR ROOM SOUTHEAST MOTION
|  | 1 | 14 | 1ST FLOOR ROOM SOUTHWEST MOTION
|  | 1 | 15 | BASEMENT EAST STAIRWELL SOUTHWEST MOTION
|  | 1 | 16 | BASEMENT EAST STAIRWELL NORTHEAST MOTION
|  | 1 | 17 | BASEMENT WEST STAIRWELL NORTHEAST MOTION
|  | 1 | 18 | BASEMENT WEST STAIRWELL NORTHWEST MOTION
|  | 1 | 19 | BASEMENT MAIN COMMS ROOM CENTER MOTION
|  | 1 | 20 | BASEMENT MAIN COMMS ROOM NORTHWEST MOTION
|  | 1 | 21 | 1ST FLOOR DURESS ROOM (DEP. DIRECTOR)
|  | 1 | 22 | 1ST FLOOR DURESS ROOM (SECRETARY)
|  | 1 | 23 | 1ST FLOOR DURESS ROOM (SECURITY OFFICE)
|  | 1 | 24 | CONTROL PANEL TAMPER
|  | 1 | 25 | MOITON ROOM
|  | 1 | 26 | MOTION ROOM
|  | 1 | 27 | MOTION ROOM
|  | 1 | 28 | MOTION ROOM
|  | 1 | 29 | MOTION ROOM
|  | 1 | 30 | EAST MOITON ROOM
|  | 1 | 31 | WEST MOTION ROOM
|  | 1 | 32 | MOTION ROOM CENTRAL WALKWAY
|  | 1 | 33 | WEST WING BASEMENT EXTERIOR DOOR
|  | 1 | 34 | NORTH MOTION WEST WING BASEMENT ROOM
|  | 1 | 35 | SOUTH MOTION WEST WING BASEMENT ROOM
|  | 1 | 36 | CENTRAL MOTION WEST WING BASEMENT RM
|  | 1 | 37 | CENTRAL MOTION WEST WING BASEMENT RM
|  | 1 | 41 | EAST WING BASEMENT WEST DOOR
|  | 1 | 42 | EAST WING BASEMENT EAST DOOR
|  | 1 | 43 | EAST WING BASEMENT RM NORTH MOTION
|  | 1 | 44 | EAST WING BASEMENT MOTION RM
|  | 1 | 45 | EAST WING BASEMENT MOTION RMSOUTH
|  | 1 | 46 | EAST WING BASEMENT MOTION COMMS ROOM
|  | 1 | 49 | WEST BASEMENT STAIRWELL EXIT DOOR
|  | 1 | 50 | MOTION ROOM SE
|  | 1 | 51 | MOTION ROOM SE
|  | 1 | 52 | MOTION ROOM SE
|  | 1 | 53 | MOTION ROOM SE
|  | 1 | 54 | MOTION ROOM SW
|  | 1 | 55 | MOTION ROOM NW
|  | 1 | 56 | MOTION ROOM NW
|  | 1 | 57 | MOTION ROOM NE
|  | 1 | 58 | MOTION ROOM NE
|  | 1 | 59 | MOTION ROOM NE
|  | 1 | 60 | MOTION ROOM SW
|  | 1 | 61 | MOTION ROOM NE
|  | 1 | 62 | MOTION ROOM 11 CENTRAL HALL WEST
|  | 1 | 66 | DOOR SOUTH EMERGENCY EXIT
|  | 1 | 67 | EAST WING 2ND FLR MOTION ENTRY AREA NORTH
|  | 1 | 68 | EAST WING 2ND FLR MOTION WORK AREA SOUTH
|  | 1 | 69 | EAST WING 2ND FLR MOTION NW OFFICE
|  | 1 | 70 | EAST WING 2ND FLR MOTION N. CENTRAL OFFICE
|  | 1 | 71 | EAST WING 2ND FLR MOTION NE OFFICE
|  | 1 | 72 | EAST WING 2ND FLR MOTION E OFFICE
|  | 1 | 73 | 2ND FLOOR MOTION ROOM
|  | 1 | 74 | 2ND FLOOR MOTION ROOM
|  | 1 | 75 | 2ND FLOOR MOTION ROOM WEST
|  | 1 | 76 | 2ND FLOOR MOTION ROOM EAST
|  | 1 | 77 | 2ND FLOOR MOTION ROOM
|  | 1 | 78 | 2ND FLOOR MOTION ROOM
|  | 1 | 79 | 2ND FLOOR MOTION ROOM
|  | 1 | 80 | 2ND FLOOR MOTION ROOM
|  | 1 | 81 | WEST WING 2ND FLR EXIT DOOR ROOM
|  | 1 | 84 | WEST WING 2ND FLR MOTION ROOM SOUTH
|  | 1 | 85 | WEST WING 2ND FLR MOTION ROOM
|  | 1 | 86 | WEST WING 2ND FLR MOTION ROOM
|  | 1 | 87 | WEST WING 2ND FLR MOTION ROOM
|  | 1 | 88 | WEST WING 2ND FLR MOTION ROOM
Card Readers
2 ISTAR PRO PANELS
Name |  | Partition
BUILDING 1 FIRST FLR EAST MAIN ENTRY RDR | B314 Funston 1 FLR EAST MAIN ENTRY RDR |  |  | ACCESS CONTROL WITH SWH 4200 OR BRIDGPONIT 2 FACTOR READER, REX, DOOR SWITCH, ELECTRIC STRIKE
BUILDING 1 FIRST FLR WEST MAIN ENTRY RDR | B314 Funston 1 FLR WEST MAIN ENTRY RDR |  |  | ACCESS CONTROL WITH SWH 4200 OR BRIDGPONIT 2 FACTOR READER, REX, DOOR SWITCH, ELECTRIC STRIKE
BUILDING 1 BASEMENT COMM RM RDR | B314 Funston BASEMENT COMM RM RDR |  |  | ACCESS CONTROL WITH SWH 4200 OR BRIDGPONIT 2 FACTOR READER, REX, DOOR SWITCH, ELECTRIC STRIKE
BUILDING 1 EXTERIOR IT OFFICES RDR | B314 Funston EXTERIOR IT OFFICES RDR |  |  | ACCESS CONTROL WITH SWH 4200 OR BRIDGPONIT 2 FACTOR READER, REX, DOOR SWITCH, ELECTRIC STRIKE
BUILDING 1 INTERIOR IT OFFICES RDR | B314 Funston INTERIOR IT OFFICES RDR |  |  | ACCESS CONTROL WITH SWH 4200 OR BRIDGPONIT 2 FACTOR READER, REX, DOOR SWITCH, ELECTRIC STRIKE
BUILDING 2 EAST ENTRY | McNair 2 E1 |  |  | ACCESS CONTROL WITH SWH 4200 OR BRIDGPONIT 2 FACTOR READER, REX, DOOR SWITCH, ELECTRIC STRIKE
BUILDING 2 WEST ENTRY | McNair 2 W1 |  |  | ACCESS CONTROL WITH SWH 4200 OR BRIDGPONIT 2 FACTOR READER, REX, DOOR SWITCH, ELECTRIC STRIKE
BUILDING 2 BASEMENT ENTRY | McNair Bsmt WH 1 |  |  | ACCESS CONTROL WITH SWH 4200 OR BRIDGPONIT 2 FACTOR READER, REX, DOOR SWITCH, ELECTRIC STRIKE

## SECURE LAB
Bldg. | Description | Area | Zone | Locations
| INTRUSION DETECTION SYSTEM WITH POWER SERIES (PC1864) WITH LCD 5500 KEYPAD. AES 7788 WIRELESS RADIO COMMUNICATOR AND TL260 OR TL280 IP COMMUNICATOR | 1 | 1 | MAIN ENTRY DOOR
|  | 1 | 2 | COMMUNICATIONS CLOSET DOOR
|  | 1 | 3 | NORTH EMERGENCY EXIT DOOR
|  | 1 | 4 | ADMINISTRATIVE OFFICE DOOR
|  | 1 | 5 | MOTION NEAR MAIN ENTRY
|  | 1 | 6 | MOTION NEAR NORTH EXIT
|  | 1 | 7 | MOTION SOUTH EAST HALL
|  | 1 | 8 | MOTION ADMIN OFFICE
|  | 1 | 16 | CONTROL PANEL TAMPER
|  | 1 | 951 | Added by Signal Handler
| IDS PARTITION WITH LCD 5500 KEYPAD | 4 | 41 | CENTER "ENTRY" DOOR (BAY A)
|  | 4 | 42 | NORTH DOOR (BAY A)
|  | 4 | 43 | STORAGE ROOM DOOR (BAY A)
|  | 4 | 44 | NORTHEAST MOTION
|  | 4 | 45 | CENTER MOTION
|  | 4 | 46 | STORAGE ROOM MOTION
|  | 4 | 48 | CONTROL PANEL TAMPER
| IDS PARTITION WITH LCD 5500 KEYPAD | 3 | 33 | MAIN ENTRANCE DOOR
|  | 3 | 34 | NORTH EMERGENCY EXIT DOOR
|  | 3 | 35 | MOTION SENSOR (CENTER)
|  | 3 | 40 | CONTROL PANEL TAMPER
| IDS PARTITION WITH LCD 5500 KEYPAD | 2 | 17 | SOUTH DOUBLE DOORS (MAIN ENTRY BAY 'D')
|  | 2 | 18 | NORTHEAST DOOR BAY 'C'
|  | 2 | 19 | EAST DOUBLE DOOR BAY 'C'
|  | 2 | 20 | EAST DOUBLE DOOR BAY 'D'
|  | 2 | 21 | STORAGE ROOM DOOR BAY 'D'
|  | 2 | 22 | WEST MOTION BAY 'D'
|  | 2 | 23 | WEST MOTION BAY 'C'
|  | 2 | 24 | EAST MOTION BAY 'C'
|  | 2 | 25 | EAST MOTION BAY 'D'
|  | 2 | 32 | CONTROL PANEL TAMPER
Card Readers
STAND ALONE C-CURE 9000 WITH 2 DOOR EDGE CONTROLLER
Name |  | Partition
MAIN ENTRY DOOR | B314 Funston 1 FLR EAST MAIN ENTRY RDR |  |  | ACCESS CONTROL WITH SWH 4200 OR BRIDGPONIT 2 FACTOR READER, REX, DOOR SWITCH, ELECTRIC STRIKE

## INVESTIGATIONS DIVISION
Bldg. | Description | Area | Zone | Locations
| INTRUSION DETECTION SYSTEM WITH POWER SERIES (PC1864) WITH LCD 5500 KEYPAD. AES 7788 WIRELESS RADIO COMMUNICATOR AND TL260 OR TL280 IP COMMUNICATOR | 1 | 1 | ENTRY DOOR DOOR
|  | 1 | 2 | DOOR TAMPER
|  | 1 | 3 | PANEL TAMPER
|  | 1 | 4 | MOTION SENSOR
|  | 1 | 5 | AES TROUBLE
Card Readers
ISTAR ULTRA SE
Name |  | Partition
Floor East Entry CRIN | B89 2nd Floor East Entry 223 CRIN
Floor West Entry CRIN | B89 2nd Floor West Entry 217 CRIN
East Entry CRIN | B89 East Entry 121 CRIN
Training Rm CRIN | B89 Training Rm 118A CRIN
West Entry CRIN | B89 West Entry 118 CRIN

## MEDICAL
Bldg. | Description | Area | Zone | Locations
INTRUSION DETECTION SYSTEM WITH DSC (PC4020) WITH LCD 4501 KEYPAD. AES 7788 WIRELESS RADIO COMMUNICATOR AND TL250 IP COMMUNICATOR
| Clinic | 1 | 0 | Added by Signal Handler
|  | 1 | 1 | Door Contact (Room )
|  | 1 | 2 | Tamper - Door Contact
|  | 1 | 3 | Motion Sensor (Room )
|  | 1 | 5 | PANEL TAMPER
|  | 1 | FF | Added by Signal Handler
|  | 1 | 800 | Added by Signal Handler
|  | 1 | 801 | Added by Signal Handler
|  | 1 | 809 | Added by Signal Handler
|  | 1 | 901 | Added by Signal Handler
|  | 1 | 902 | Added by Signal Handler
|  | 2 | 0 | Added by Signal Handler
|  | 2 | 4 | BMED PANIC
|  | 2 | 5 | PANEL TAMPER
|  | 2 | 6 | DURES2
|  | 9 | 1 | AES PANEL TAMPER
|  | 9 | 2 | AES POWER SUPPLY TAMPER
INTRUSION DETECTION SYSTEM WITH POWER SERIES (PC1864) WITH LCD 5500 KEYPAD. AES 7788 WIRELESS RADIO COMMUNICATOR AND TL260 OR TL280 IP COMMUNICATOR
| Pharmacy | 1 | 1 | CUSTOMER SERVICE WINDOW 1 (WINDOW CONTACT)
|  | 1 | 2 | CUSTOMER SERVICE WINDOW 2 (WINDOW CONTACT)
|  | 1 | 3 | CUSTOMER SERVICE WINDOW 3 (WINDOW CONTACT)
|  | 1 | 4 | CUSTOMER SERVICE WINDOW 4 (WINDOW CONTACT)
|  | 1 | 5 | CUSTOMER SERVICE WINDOW 5 (WINDOW CONTACT)
|  | 1 | 6 | CUSTOMER SERVICE WINDOW 6 (WINDOW CONTACT)
|  | 1 | 7 | CUSTOMER SERVICE WINDOW 7 (WINDOW CONTACT)
|  | 1 | 8 | CONTROL PANEL TAMPER
|  | 1 | 9 | MOTION 1
|  | 1 | 10 | MOTION 2
|  | 1 | 11 | MOTION 3
|  | 1 | 12 | MOTION 4
|  | 1 | 13 | MOTION 5
|  | 1 | 14 | MOTION 6
|  | 1 | 15 | MOTION 7
|  | 1 | 16 | MOTION 8
|  | 1 | 17 | WINDOW 1 DURESS
|  | 1 | 18 | WINDOW 2 DURESS
|  | 1 | 19 | WINDOW 3 DURESS
|  | 1 | 20 | WINDOW 4 DURESS
|  | 1 | 21 | WINDOW 5 DURESS
|  | 1 | 22 | WINDOW 6 DURESS
|  | 1 | 23 | WINDOW 7 DURESS
|  | 1 | 25 | NORTH DOOR
|  | 1 | 26 | SOUTHEAST DOOR
|  | 1 | 27 | SOUTHWEST DOOR
|  | 1 | 29 | Added by Signal Handler
|  | 1 | 30 | Added by Signal Handler
|  | 1 | 809 | Added by Signal Handler
| Pharmacy Vault | 2 | 12 | VAULT MOTION
|  | 2 | 24 | VAULT DURESS
|  | 2 | 28 | VAULT DOOR
|  | 2 | 34 | PANEL TAMPER
| Basement Vault | 3 | 33 | VAULT DOOR
|  | 3 | 34 | VAULT MOTION
|  | 3 | 40 | PANEL TAMPER
Card Readers
4 ISTAR PROS, 1 ISTAR ULTRA
Name |  | Partition
RDR Hallway | RDR B343A 1A140 Hallway | MEDDAC | MEDDAC
RDR Records | RDR B343A 1B36 Records | MEDDAC | MEDDAC
RDR | RDR B343A A | MEDDAC | MEDDAC
RDR | RDR B343A B | MEDDAC | MEDDAC
RDR | RDR B343A I | MEDDAC | MEDDAC
RDR | RDR B343A J | MEDDAC | MEDDAC
RDR | RDR B343A K | MEDDAC | MEDDAC
RDR | RDR B343A L | MEDDAC | MEDDAC
RDR LAB | RDR B343A LAB 1B018A | MEDDAC | MEDDAC
RDR | RDR B343A M | MEDDAC | MEDDAC
RDR | RDR B343A O | MEDDAC | MEDDAC
RDR PHARMACY ENTRY | RDR B343A PHARMACY ENTRY | MEDDAC | MEDDAC
RDR Vault DayGate In | RDR B343A PHS Vault DayGate In | MEDDAC | MEDDAC
RDR North | RDR B343A Rm 0B15C North | MEDDAC | MEDDAC
RDR South | RDR B343A Rm 0B15C South | MEDDAC | MEDDAC
RDR AA | RDR B343A-B344 AA | MEDDAC | MEDDAC
RDR Alarm | RDR B343B 0B25 Alarm | MEDDAC | MEDDAC
RDR 1A019 | RDR B343B 1A019 | MEDDAC | MEDDAC
RDR 1A026 | RDR B343B 1A026 | MEDDAC | MEDDAC
RDR 1A062 | RDR B343B 1A062 | MEDDAC | MEDDAC
RDR 1A072C | RDR B343B 1A072C | MEDDAC | MEDDAC
RDR VTC | RDR B343B 1B025 VTC | MEDDAC | MEDDAC
RDR B-Wing | RDR B343B 2 B-Wing | MEDDAC | MEDDAC
RDR 2 C-Wing | RDR B343B 2 C-Wing | MEDDAC | MEDDAC
RDR 2B05 | RDR B343B 2B05 | MEDDAC | MEDDAC
RDR B-Wing | RDR B343B 3 B-Wing | MEDDAC | MEDDAC
RDR B-Wing Waiting | RDR B343B 3 B-Wing Waiting | MEDDAC | MEDDAC
RDR C-Wing | RDR B343B 3 C-Wing | MEDDAC | MEDDAC
RDR 3A08 | RDR B343B 3A08 | MEDDAC | MEDDAC
RDR ASC/C Wing | RDR B343B ASC/C Wing | MEDDAC | MEDDAC
RDR CommandWing | RDR B343B CommandWing | MEDDAC | MEDDAC
RDR Door OR/ASC | RDR B343B Door OR/ASC | MEDDAC | MEDDAC
RDR | RDR B343C- 1A050 | MEDDAC | MEDDAC
RDR | RDR B343C- 1A140B | MEDDAC | MEDDAC
RDR Hallway | RDR B1054 104 Hallway | MEDDAC | MEDDAC
RDR Hallway | RDR B1054 105 Hallway | MEDDAC | MEDDAC
RDR | RDR B1054A 175A | MEDDAC | MEDDAC
RDR DOOR S | RDR B1054A DOOR S | MEDDAC | MEDDAC
RDR DOOR T | RDR B1054A DOOR T | MEDDAC | MEDDAC
RDR DOOR U | RDR B1054A DOOR U | MEDDAC | MEDDAC
RDR Front | RDR B57A Front | MEDDAC | MEDDAC
RDR NE | RDR B57A NE | MEDDAC | MEDDAC
RDR NW | RDR B57A NW | MEDDAC | MEDDAC
RDR NW MECH | RDR B57A NW MECH | MEDDAC | MEDDAC
RDR SW | RDR B57A SW | MEDDAC | MEDDAC
RDR SW MECH | RDR B57A SW MECH | MEDDAC | MEDDAC
RDR East Door | RDR B88A 101B East Door | MEDDAC | MEDDAC
RDR Clinic Corridor | RDR B88A 109 Clinic Corridor | MEDDAC | MEDDAC
RDR South Stair Inside | RDR B88A 110A South Stair Inside | MEDDAC | MEDDAC
RDR South Stair Outside | RDR B88A 110B South Stair Outside | MEDDAC | MEDDAC
RDR Pharmacy | RDR B88A 118 Pharmacy | MEDDAC | MEDDAC
RDR South Double Door | RDR B88A 123 South Double Door | MEDDAC | MEDDAC
RDR South Single Door | RDR B88A 125B South Single Door | MEDDAC | MEDDAC
RDR West Door | RDR B88A 146A West Door | MEDDAC | MEDDAC

## FMSA
Card Readers
2 ISTAR Exs
Name |  | Partition
BLDG | RDR B343A 1A140 Hallway | FMSA | MEDDAC
BLDG | RDR B343A 1A140 Hallway | FMSA | MEDDAC
BLDG | RDR B343A 1A140 Hallway | FMSA | MEDDAC
BLDG | RDR B343A 1A140 Hallway | FMSA | MEDDAC

## UNIVERSITY CAMPUS
INTRUSION DETECTION SYSTEMS
Bldg. | Description | QTY | Notes
| SECURE FACILITY IDS | 1 | CONTROL PANEL, POWER SUPPLY, BATTERIES & TAMPER
| BALANCE MAGNETIC SWITCHES | 3 | WITH INTEGRATED TAMPERS AND SPLICE BOX TAMPERS
| MOTION SENSORS | 13 | WITH INTEGRATED TAMPERS
| DURESS BUTTONS | 2 | HARDWIRED
| COMMAND OFFICES IDS | 1 | CONTROL PANEL, POWER SUPPLY, BATTERIES & TAMPER
| DURESS ALARMS | 3 | HARDWIRED
| SECURE OFFICE IDS | 1 | CONTROL PANEL, POWER SUPPLY, BATTERIES & TAMPER
| BALANCE MAGNETIC SWITCHES | 5 | WITH INTEGRATED TAMPERS AND SPLICE BOX TAMPERS
| MOTION SENSORS | 5 | WITH INTEGRATED TAMPERS
| DURESS BUTTON | 1 | HARDWIRED
|  |  |  | PARTITIONS/PANELS | 4
|  |  |  | AES PANELS | 3
| SECURE COMMS ROOM IDS | 1 | CONTROL PANEL, POWER SUPPLY, BATTERIES & TAMPER | BMS | 9
| BALANCE MAGNETIC SWITCHES | 1 | WITH INTEGRATED TAMPERS AND SPLICE BOX TAMPERS | MOTIONS | 19
| MOTION SENSORS | 1 | WITH INTEGRATED TAMPERS | DURESS | 7
| DURESS BUTTONS | 1 | HARDWIRED | OTHER | 0
|  |  |  | ACCESS DOORS | 316
| CARL Library 3rd Floor | 1 | CONTROL PANEL, POWER SUPPLY, BATTERIES & TAMPER | ESS Panels | 173
| BALANCE MAGNETIC SWITCHES | 6 | WITH INTEGRATED TAMPERS AND SPLICE BOX TAMPERS | CAMERAS | 119
| MOTION SENSORS | 13 | WITH INTEGRATED TAMPERS
ACCESS CONTROL SYSTEMS
Lenel Access Control System integral to the Army U Campus |  |  |  | iSTAR Ultra Controller | 27
| Intelligent Dual Reader Controller | 26 | LNL-X4420 | RM4-E | 153
| Dual Reader Interface Module | 142 | LNL-1320-S3 | Card Readers | 311
| Input Control Module | 10 | LNL-1100-S3
| Output Control Module | 2 | LNL-1200-S3
| Lenel Dual Reader Interface Module | 3 | LNL-1320-S3
| Lenel Intelligent Dual Reader Controller | 1 | LNL-X4420
| Stealth Dual Reader w/ Keypad | 233 | 900W2036-DLXON
| Veridt Stealth Dual Card Read Interface | 8 | 900W2036-OLXON
| Veridt Stealth Dual: For PIV, PIV I, CAC, TWIC, ISO 7816 & ISO 14443. Compact form factor (5” X 3” X 1.5”); dual card reader | 68 | 900W2036-OXYON
| HID Amnikey Reader | 2 | 3121
| 64 Access Readers license upgrade | 3 | PRO-64RUP
| Gate Operator | 1 | LiftMaster BG770
| Gate Operator | 1 | 12" Barrier Arm
| Gate Operator | 2 | Gate Sensor
| License for (3) OnGuard Visitor Client & Visitor Management for Pro/Enterprise | 1 | OCP-OVMPRO/ENT
| License for Visitor Self Service Tablet | 1 | LSM-VSS
| OnGuard ADV Client Software License OnGuard Client software license | 4 | SWC-ADV
| OnGuard PRO Networked Dedicated Server Software | 1 | SWS-PRO
| Zebra Series 7 Printer Dual Side Printing | 1 | Z72-000C0000US00
| ZXP Series 7 - ix Series color ribbon for ZXP Series 7 YMCKO; 750 prints per roll | 4 | ZXP7-800077-742
CAMERA SYSTEM
| Bosch Adapter M25 to 3/4" | 3 | MIC-M25XPT34
| Bosch Flecidome IP Starlight 8000i Fixed Dome Camera | 19 | NDE-8502-R
| Bosch Flecidome IP Starlight 8000i Fixed Dome Camera | 5 | NDE-8502-R
| Bosch IP Camera | 3 | NBN-73023-BA
| Flexidome IP 6000 2MP Dome Camera | 11 | NIN-63023-A3
| Flexidome IP Dome 2MP Camera | 34 | NIN-73023-A3A
| Flexidome IP Panaramic Dome Camera | 2 | NIN-70122-FOAS
| Flexidome IP Starlight 6000 Camera | 40 | NIN-63023-A3
| MIC IP Starlight 7000i PTZ Camera | 3 | MIC-7502-Z30B
| MicIP Starlight 7000 PTZ Camera | 2 | MIC-7502-Z30B
| Bosch POE Midspan | 3 | NPD-6001B
| Bosch Pole Mount Bracket | 3 | MIC-PMB
| Bosch Power Supply Unit | 2 | VG4-A-PSUI
| Bosch Request to Exit / PIR | 1 | DS160
| Bosch Varifocal Lense | 3 | LVF-5005C-S0940
| Bosch Wall Mount for Camera | 3 | LTC 9215/00
| Brother paper badge printer | 1 | QL820NWB
| BVMS CHANNEL (CAM/DEC) EXPAN. | 3 | MBV-XCHAN-FM
| BVMS Software License | 67 | MBV-XCHAN-FM
| BVMS Software Maintenance Licence FM | 1 | MBV-BPRO-FM
| BVMS Software Maintenance Licence FM | 41 | MBV-XCHAN-FM
| BVMS Workstation Software License | 3 | MBV-XWST-FM
| 1 year software assurance LPR camera | 3 | SMA-001
| ISS Analytics NVR 505 - 3-Bay Tower, Core i7-9700K, 16GB RAM, (1) 256GB SSD, 8TB SATA (1 x 8TB), (2) 1GbE NIC, Win 10 Pro | 1 | SOS-NVR-505-8T-T
| NVIDIA RTX 2070S GPU | 1 | SOS-NVR-505-GPU-RTX4000
| SecurOS Premium LPR Camera License | 3 | SOR-CAM
| SecurOSTM Auto - Vehicle License Plate Number Recognition - Low Speed (per camera) Up to 40 km/h (25 mph). | 3 | IF-LPR-L
| SQL 2017 Standard 5 Client Access Licenses Cert. only: N9L-00020-1P | 1 | S00200-DVD
| Standard Application Server | 1 | MHW-S380RA-SC
STANALONE ACCESS CONTROL SYSTEM
| C-CURE STANDALONE SYSTEM | 1 | C-CURE 9000 SERIES L
| iSTAR Pro | 1 | Firmware ?. INCLUDES POWER SUPPLY
| ACCESS DOORS | 7 | Includes reader, door position switch, electric lock, request to exit device and power supply.

## TRAINING HQ
INTRUSION DETECTION SYSTEMS
Bldg. | Description | Area | Notes
| CAC-T GO - 22 CAC-T GO's Office Area | 1 | CONTROL PANEL, POWER SUPPLY, BATTERIES & TAMPER
| BALANCE MAGNETIC SWITCHES | 0 | WITH INTEGRATED TAMPERS AND SPLICE BOX TAMPERS
| MOTION SENSORS | 0 | WITH INTEGRATED TAMPERS
| DURESS BUTTONS | 3 | WIRELESS
|  |  |  | PARTITIONS/PANELS | 1
INTRUSION DETECTION SYSTEM WITH POWER SERIES (PC1864) WITH LCD 5500 KEYPAD. AES 7788 WIRELESS RADIO COMMUNICATOR AND TL260 OR TL280 IP COMMUNICATOR |  |  |  | AES PANELS | 1
|  |  |  | BMS | 0
|  |  |  | MOTIONS | 0
|  |  |  | DURESS | 3
|  |  |  | OTHER | 0
|  |  |  | ACCESS DOORS | 0
|  |  |  | ESS Panels | 0
|  |  |  | CAMERAS | 0

## MISSION TRAINING
INTRUSION DETECTION SYSTEMS
Bldg. | Description | Areas | Notes
| INTRUSION DETECTION SYSTEM WITH POWER SERIES (PC1864) WITH LCD 5500 KEYPAD. AES 7788 WIRELESS RADIO COMMUNICATOR AND TL260 OR TL280 IP COMMUNICATOR | 3 | CONTROL PANEL, POWER SUPPLY, BATTERIES & TAMPER
| BALANCE MAGNETIC SWITCHES | 3 | WITH INTEGRATED TAMPERS AND SPLICE BOX TAMPERS
| MOTION SENSORS | 3 | WITH INTEGRATED TAMPERS
| DURESS BUTTONS | 0
| INTRUSION DETECTION SYSTEM WITH POWER SERIES (PC1864) WITH LCD 5500 KEYPAD. AES 7788 WIRELESS RADIO COMMUNICATOR AND TL260 OR TL280 IP COMMUNICATOR | 2 | CONTROL PANEL, POWER SUPPLY, BATTERIES & TAMPER
| BALANCE MAGNETIC SWITCHES | 4 | WITH INTEGRATED TAMPERS AND SPLICE BOX TAMPERS | PARTITIONS/PANELS | 6
| MOTION SENSORS | 8 | WITH INTEGRATED TAMPERS | AES PANELS | 3
| DURESS BUTTONS | 0 |  | BMS | 8
|  |  |  | MOTIONS | 12
| INTRUSION DETECTION SYSTEM WITH POWER SERIES (PC1864) WITH LCD 5500 KEYPAD. AES 7788 WIRELESS RADIO COMMUNICATOR AND TL260 OR TL280 IP COMMUNICATOR | 1 | CONTROL PANEL, POWER SUPPLY, BATTERIES & TAMPER | DURESS | 0
| BALANCE MAGNETIC SWITCHES | 1 | WITH INTEGRATED TAMPERS AND SPLICE BOX TAMPERS | OTHER | 0
| MOTION SENSORS | 1 | WITH INTEGRATED TAMPERS | ACCESS DOORS | 103
| DURESS BUTTONS | 0 |  | ESS Panels | 16
|  |  |  | CAMERAS | 0
ACCESS CONTROL SYSTEMS
Bldg | Description | QTY | Notes
| iSTAR Pro | 1 | Firmware 5.2.F.19831.i2. INCLUDES POWER SUPPLY
| ACCESS DOORS | 3 | Includes reader, door position switch, electric lock, request to exit device and power supply.
| iSTAR ULTRA | 1 | Firmware 6.8.9.24214.i5. INCLUDES POWER SUPPLY
| ACCESS DOORS | 7 | Includes reader, door position switch, electric lock, request to exit device and power supply.
| 6+ | 1 | Firmware 6.2.8.20232.i3. INCLUDES POWER SUPPLY.
| ACCESS DOORS | 3 | Includes reader, door position switch, electric lock, request to exit device and power supply.
| iSTAR Pro | 1 | Firmware 5.2.F.19831.i2. INCLUDES POWER SUPPLY
| ACCESS DOORS | 16 | Includes reader, door position switch, electric lock, request to exit device and power supply.
| iSTAR Pro | 1 | Firmware 5.2.F.19831.i2. INCLUDES POWER SUPPLY
| ACCESS DOORS | 9 | Includes reader, door position switch, electric lock, request to exit device and power supply.
| iSTAReX | 1 | Firmware 6.2.8.20232.i3. INCLUDES POWER SUPPLY.
| ACCESS DOORS | 3 | Includes reader, door position switch, electric lock, request to exit device and power supply.
| iSTAR Pro | 1 | Firmware 5.2.F.19831.i2. INCLUDES POWER SUPPLY
| ACCESS DOORS | 7 | Includes reader, door position switch, electric lock, request to exit device and power supply.
| iSTAR Pro | 1 | Firmware 5.2.F.19831.i2. INCLUDES POWER SUPPLY
| ACCESS DOORS | 5 | Includes reader, door position switch, electric lock, request to exit device and power supply.
| iSTAR Pro | 1 | Firmware 5.2.F.19831.i2. INCLUDES POWER SUPPLY
| ACCESS DOORS | 7 | Includes reader, door position switch, electric lock, request to exit device and power supply.
| iSTAR Pro | 1 | Firmware 5.2.F.19831.i2. INCLUDES POWER SUPPLY
| ACCESS DOORS | 7 | Includes reader, door position switch, electric lock, request to exit device and power supply.
| iSTAR Pro | 1 | Firmware 5.2.F.19831.i2. INCLUDES POWER SUPPLY
| ACCESS DOORS | 5 | Includes reader, door position switch, electric lock, request to exit device and power supply.
| iSTAReX | 1 | Firmware 6.2.8.20232.i3. INCLUDES POWER SUPPLY.
| ACCESS DOORS | 8 | Includes reader, door position switch, electric lock, request to exit device and power supply.
| iSTAReX | 1 | Firmware 6.2.8.20232.i3. INCLUDES POWER SUPPLY.
| ACCESS DOORS | 7 | Includes reader, door position switch, electric lock, request to exit device and power supply.
| iSTAReX | 1 | Firmware 6.2.8.20232.i3. INCLUDES POWER SUPPLY.
| ACCESS DOORS | 7 | Includes reader, door position switch, electric lock, request to exit device and power supply.
| iSTAReX | 1 | Firmware 6.2.8.20232.i3. INCLUDES POWER SUPPLY.
| ACCESS DOORS | 7 | Includes reader, door position switch, electric lock, request to exit device and power supply.
| iSTAReX | 1 | Firmware 6.2.8.20232.i3. INCLUDES POWER SUPPLY.
| ACCESS DOORS | 2 | Includes reader, door position switch, electric lock, request to exit device and power supply.

## SWING SPACE
Bldg. | Description | Areas | Locations
INTRUSION DETECTION SYSTEMS |  |  |  | PARTITIONS/PANELS | 1
| INTRUSION DETECTION SYSTEM WITH POWER SERIES (PC1864) WITH LCD 5500 KEYPAD. AES 7788 WIRELESS RADIO COMMUNICATOR AND TL260 OR TL280 IP COMMUNICATOR | 1 | CONTROL PANEL, POWER SUPPLY, BATTERIES & TAMPER | AES PANELS | 1
| BALANCE MAGNETIC SWITCHES | 2 | WITH INTEGRATED TAMPERS AND SPLICE BOX TAMPERS | BMS | 2
| MOTION SENSORS | 6 | WITH INTEGRATED TAMPERS | MOTIONS | 6
| DURESS BUTTONS | 0 |  | DURESS | 2
|  |  |  | OTHER | 0
1+ |  |  |  | ACCESS DOORS | 13
Bldg | Description | QTY | Notes | ESS Panels | 1
| iSTAR Pro | 1 | Firmware 5.2.F.19831.i2. INCLUDES POWER SUPPLY | CAMERAS
| ACCESS DOORS | 13 | Includes reader, door position switch, electric lock, request to exit device and power supply.

## SIM 1
INTRUSION DETECTION SYSTEMS
Bldg. | Description | Area | Locations
| INTRUSION DETECTION SYSTEM WITH DSC (PC4020) WITH LCD 4501 KEYPAD. AES 7788 WIRELESS RADIO COMMUNICATOR AND TL250 IP COMMUNICATOR (multiple partitions) | 1 | CONTROL PANEL, POWER SUPPLY, BATTERIES & TAMPER | PARTITIONS/PANELS | 3
| BALANCE MAGNETIC SWITCHES | 4 | WITH INTEGRATED TAMPERS AND SPLICE BOX TAMPERS | AES PANELS | 0
| MOTION SENSORS | 10 | WITH INTEGRATED TAMPERS | BMS | 9
| DURESS BUTTONS | 2 | HARDWIRE | MOTIONS | 20
| TEMPERATURE SENSORS | 2 | COMMUNICATIONS ROOMS | DURESS | 3
| EXPANSION CABINET | 1 | WITH EXPANSION CARDS, POWER SUPPLY AND BACKUP BATTERY | OTHER | 3
|  |  |  | ACCESS DOORS | 32
|  |  |  | ESS Panels | 4
| SECURE COMMS ROOM | 1 | CONTROL PANEL, POWER SUPPLY, BATTERIES & TAMPER | CAMERAS | 52
| BALANCE MAGNETIC SWITCHES | 2 | WITH INTEGRATED TAMPERS AND SPLICE BOX TAMPERS
| MOTION SENSORS | 1 | WITH INTEGRATED TAMPERS
| DURESS BUTTONS | 0
| SECURE FACILITY | 1 | CONTROL PANEL, POWER SUPPLY, BATTERIES & TAMPER
| BALANCE MAGNETIC SWITCHES | 3 | WITH INTEGRATED TAMPERS AND SPLICE BOX TAMPERS
| MOTION SENSORS | 9 | WITH INTEGRATED TAMPERS
| DURESS BUTTONS | 1 | HARDWIRE
| SECURE FACILITY | 1 | CONTROL PANEL, POWER SUPPLY, BATTERIES & TAMPER
| BALANCE MAGNETIC SWITCHES | 3 | WITH INTEGRATED TAMPERS AND SPLICE BOX TAMPERS
| MOTION SENSORS | 9 | WITH INTEGRATED TAMPERS
| DURESS BUTTONS | 1 | HARDWIRE
| SECURE FACILITY | 1 | CONTROL PANEL, POWER SUPPLY, BATTERIES & TAMPER
| BALANCE MAGNETIC SWITCHES | 2 | WITH INTEGRATED TAMPERS AND SPLICE BOX TAMPERS
| MOTION SENSORS | 9 | WITH INTEGRATED TAMPERS
| DURESS BUTTONS | 1 | HARDWIRE
ACCESS CONTROL SYSTEMS
Bldg | Description | QTY | Notes
| iSTAR Pro | 1 | Firmware 5.2.F.19831.i2. INCLUDES POWER SUPPLY
| ACCESS DOORS | 7 | Includes reader, door position switch, electric lock, request to exit device and power supply.
| iSTAR Pro | 1 | Firmware 5.2.F.19831.i2. INCLUDES POWER SUPPLY
| ACCESS DOORS | 11 | Includes reader, door position switch, electric lock, request to exit device and power supply.
| iSTAR Pro | 1 | Firmware 5.2.F.19831.i2. INCLUDES POWER SUPPLY
| ACCESS DOORS | 10 | Includes reader, door position switch, electric lock, request to exit device and power supply.
| iSTAR Pro | 1 | Firmware 5.2.F.19831.i2. INCLUDES POWER SUPPLY
| ACCESS DOORS | 4 | Includes reader, door position switch, electric lock, request to exit device and power supply.
| C-CURE STANDALONE SYSTEM | 1 | C-CURE 9000 SERIES L
| iSTAR Pro | 1 | Firmware ?. INCLUDES POWER SUPPLY
| ACCESS DOORS | 9 | Includes reader, door position switch, electric lock, request to exit device and power supply.
| ExaqVision Camera System | 1
| CAMERAS | 52

## SIM 2
INTRUSION DETECTION SYSTEMS
Bldg. | Description | Area | Locations | PARTITIONS/PANELS | 5
| INTRUSION DETECTION SYSTEM WITH POWER SERIES (PC1864) WITH LCD 5500 KEYPAD. AES 7788 WIRELESS RADIO COMMUNICATOR AND TL260 OR TL280 IP COMMUNICATOR | 1 | CONTROL PANEL, POWER SUPPLY, BATTERIES & TAMPER | AES PANELS | 2
| BALANCE MAGNETIC SWITCHES | 4 | WITH INTEGRATED TAMPERS AND SPLICE BOX TAMPERS | BMS | 13
| MOTION SENSORS | 11 | WITH INTEGRATED TAMPERS | MOTIONS | 35
| DURESS BUTTONS | 0 |  | DURESS | 0
|  |  |  | OTHER | 0
|  |  |  | ACCESS DOORS | 27
| INTRUSION DETECTION SYSTEM WITH POWER SERIES (PC1864) WITH LCD 5500 KEYPAD. AES 7788 WIRELESS RADIO COMMUNICATOR AND TL260 OR TL280 IP COMMUNICATOR | 2 | CONTROL PANEL, POWER SUPPLY, BATTERIES & TAMPER | ESS Panels | 5
| BALANCE MAGNETIC SWITCHES | 5 | WITH INTEGRATED TAMPERS AND SPLICE BOX TAMPERS | CAMERAS | 45
| MOTION SENSORS | 12 | WITH INTEGRATED TAMPERS
| DURESS BUTTONS | 0
| INTRUSION DETECTION SYSTEM WITH POWER SERIES (PC1864) WITH LCD 5500 KEYPAD. AES 7788 WIRELESS RADIO COMMUNICATOR AND TL260 OR TL280 IP COMMUNICATOR | 2 | CONTROL PANEL, POWER SUPPLY, BATTERIES & TAMPER
| BALANCE MAGNETIC SWITCHES | 4 | WITH INTEGRATED TAMPERS AND SPLICE BOX TAMPERS
| MOTION SENSORS | 12 | WITH INTEGRATED TAMPERS
| DURESS BUTTONS | 0
ACCESS CONTROL SYSTEMS
Bldg | Description | QTY | Notes
| iSTAR Pro | 1 | Firmware 5.2.F.19831.i2. INCLUDES POWER SUPPLY
| ACCESS DOORS | 10 | Includes reader, door position switch, electric lock, request to exit device and power supply.
| iSTAR Pro | 1 | Firmware 5.2.F.19831.i2. INCLUDES POWER SUPPLY
| ACCESS DOORS | 2 | Includes reader, door position switch, electric lock, request to exit device and power supply.
| iSTAR Pro | 1 | Firmware 5.2.F.19831.i2. INCLUDES POWER SUPPLY
| ACCESS DOORS | 3 | Includes reader, door position switch, electric lock, request to exit device and power supply.
| iSTAR Pro | 1 | Firmware 5.2.F.19831.i2. INCLUDES POWER SUPPLY
| ACCESS DOORS | 10 | Includes reader, door position switch, electric lock, request to exit device and power supply.
| C-CURE STANDALONE SYSTEM | 1 | C-CURE 9000 SERIES L
| iSTAR Pro | 1 | Firmware ?. INCLUDES POWER SUPPLY
| ACCESS DOORS | 2 | Includes reader, door position switch, electric lock, request to exit device and power supply.
| Avigilon NVR / System | 1
| CAMERAS | 45

## SJA (2xBLDG)
INTRUSION DETECTION SYSTEMS
Bldg. | Description | Area | Locations
| INTRUSION DETECTION SYSTEM WITH POWER SERIES (PC1864) WITH LCD 5500 KEYPAD. AES 7788 WIRELESS RADIO COMMUNICATOR AND TL260 OR TL280 IP COMMUNICATOR | 1 | CONTROL PANEL, POWER SUPPLY, BATTERIES & TAMPER | PARTITIONS/PANELS | 1
| BALANCE MAGNETIC SWITCHES | 0 | WITH INTEGRATED TAMPERS AND SPLICE BOX TAMPERS | AES PANELS | 1
| MOTION SENSORS | 0 | WITH INTEGRATED TAMPERS | BMS | 0
| DURESS BUTTONS | 2 | HARDWIRE | MOTIONS | 0
|  |  |  | DURESS | 2
|  |  |  | OTHER | 0
|  |  |  | ACCESS DOORS | 11
|  |  |  | ESS Panels | 2
|  |  |  | CAMERAS | 0
ACCESS CONTROL SYSTEMS
Bldg | Description | QTY | Notes
| iSTAReX | 1 | Firmware 6.2.8.20232.i3. INCLUDES POWER SUPPLY.
| ACCESS DOORS | 6 | Includes reader, door position switch, electric lock, request to exit device and power supply.
| iSTAReX | 1 | Firmware 6.2.8.20232.i3. INCLUDES POWER SUPPLY.
| ACCESS DOORS | 5 | Includes reader, door position switch, electric lock, request to exit device and power supply.

## CTCD
INTRUSION DETECTION SYSTEMS
Bldg. | Description | Area | Locations
| NO SYSTEM | 0 | CONTROL PANEL, POWER SUPPLY, BATTERIES & TAMPER | PARTITIONS/PANELS | 0
| BALANCE MAGNETIC SWITCHES | 0 | WITH INTEGRATED TAMPERS AND SPLICE BOX TAMPERS | AES PANELS | 0
| MOTION SENSORS | 0 | WITH INTEGRATED TAMPERS | BMS | 0
| DURESS BUTTONS | 0 |  | MOTIONS | 0
|  |  |  | DURESS | 2
|  |  |  | OTHER | 0
|  |  |  | ACCESS DOORS | 11
ACCESS CONTROL SYSTEMS |  |  |  | ESS Panels | 1
Bldg | Description | QTY | Notes | CAMERAS | 0
| iSTAR Pro | 1 | Firmware 5.2.F.19831.i2. INCLUDES POWER SUPPLY
| ACCESS DOORS | 11 | Includes reader, door position switch, electric lock, request to exit device and power supply.

## COMMAND EXCELLENCE 1
INTRUSION DETECTION SYSTEMS
Bldg. | Description | Area | Locations
| INTRUSION DETECTION SYSTEM WITH DSC (PC4020) WITH LCD 4501 KEYPAD. AES 7788 WIRELESS RADIO COMMUNICATOR AND TL250 IP COMMUNICATOR. | 1 | CONTROL PANEL, POWER SUPPLY, BATTERIES & TAMPER | PARTITIONS/PANELS | 1
| BALANCE MAGNETIC SWITCHES | 2 | WITH INTEGRATED TAMPERS AND SPLICE BOX TAMPERS | AES PANELS | 1
| MOTION SENSORS | 5 | WITH INTEGRATED TAMPERS | BMS | 2
| DURESS BUTTONS | 2 | HARDWIRE | MOTIONS | 5
|  |  |  | DURESS | 2
|  |  |  | OTHER | 0
ACCESS CONTROL SYSTEMS |  |  |  | ACCESS DOORS | 4
Bldg | Description | QTY | Notes | ESS Panels | 2
| iSTAReX | 1 | Firmware 6.2.8.20232.i3. INCLUDES POWER SUPPLY. | CAMERAS
| ACCESS DOORS | 1 | Includes reader, door position switch, electric lock, request to exit device and power supply.
| iSTAReX | 1 | Firmware 6.2.8.20232.i3. INCLUDES POWER SUPPLY.
| ACCESS DOORS | 3 | Includes reader, door position switch, electric lock, request to exit device and power supply.

## COMMAND EXCELLENCE 2
INTRUSION DETECTION SYSTEMS
Bldg. | Description | Area | Locations
| INTRUSION DETECTION SYSTEM WITH POWER SERIES (PC1864) WITH LCD 5500 KEYPAD. AES 7788 WIRELESS RADIO COMMUNICATOR AND TL260 OR TL280 IP COMMUNICATOR | 1 | CONTROL PANEL, POWER SUPPLY, BATTERIES & TAMPER | PARTITIONS/PANELS | 1
| BALANCE MAGNETIC SWITCHES | 1 | WITH INTEGRATED TAMPERS AND SPLICE BOX TAMPERS | AES PANELS | 1
| MOTION SENSORS | 1 | WITH INTEGRATED TAMPERS | BMS | 1
| DURESS BUTTONS | 0 |  | MOTIONS | 1
|  |  |  | DURESS | 0
|  |  |  | OTHER | 0
|  |  |  | ACCESS DOORS | 16
ACCESS CONTROL SYSTEMS |  |  |  | ESS Panels | 3 | 3 BUILDINGS
Bldg | Description | QTY | Notes | CAMERAS
| iSTAR Pro | 1 | Firmware 5.2.F.19831.i2. INCLUDES POWER SUPPLY
| ACCESS DOORS | 6 | Includes reader, door position switch, electric lock, request to exit device and power supply.
| iSTAR Pro | 1 | Firmware 5.2.F.19831.i2. INCLUDES POWER SUPPLY
| ACCESS DOORS | 6 | Includes reader, door position switch, electric lock, request to exit device and power supply.
| iSTAReX | 1 | Firmware 6.2.8.20232.i3. INCLUDES POWER SUPPLY.
| ACCESS DOORS | 4 | Includes reader, door position switch, electric lock, request to exit device and power supply.

## LESSONS LEARNED
INTRUSION DETECTION SYSTEMS
Bldg. | Description | Area | Locations
| INTRUSION DETECTION SYSTEM WITH POWER SERIES NEO WITH LCD 5500 KEYPAD. AES 7788 WIRELESS RADIO COMMUNICATOR AND TL260 OR TL280 IP COMMUNICATOR | 1 | CONTROL PANEL, POWER SUPPLY, BATTERIES & TAMPER | PARTITIONS/PANELS | 4
| BALANCE MAGNETIC SWITCHES | 5 | WITH INTEGRATED TAMPERS AND SPLICE BOX TAMPERS | AES PANELS | 4
| MOTION SENSORS | 24 | WITH INTEGRATED TAMPERS | BMS | 13
| DURESS BUTTONS | 0 |  | MOTIONS | 38
|  |  |  | DURESS | 0
| INTRUSION DETECTION SYSTEM WITH POWER SERIES NEO WITH LCD 5500 KEYPAD. AES 7788 WIRELESS RADIO COMMUNICATOR AND TL260 OR TL280 IP COMMUNICATOR | 1 | CONTROL PANEL, POWER SUPPLY, BATTERIES & TAMPER | OTHER | 16
| BALANCE MAGNETIC SWITCHES | 1 | WITH INTEGRATED TAMPERS AND SPLICE BOX TAMPERS | ACCESS DOORS | 8
| MOTION SENSORS | 1 | WITH INTEGRATED TAMPERS | ESS Panels | 4
| DURESS BUTTONS | 0 |  | CAMERAS | 9
| INTRUSION DETECTION SYSTEM WITH POWER SERIES NEO WITH LCD 5500 KEYPAD. AES 7788 WIRELESS RADIO COMMUNICATOR AND TL260 OR TL280 IP COMMUNICATOR | 1 | CONTROL PANEL, POWER SUPPLY, BATTERIES & TAMPER
| BALANCE MAGNETIC SWITCHES | 6 | WITH INTEGRATED TAMPERS AND SPLICE BOX TAMPERS
| MOTION SENSORS | 12 | WITH INTEGRATED TAMPERS
| DURESS BUTTONS | 0
| INTRUSION DETECTION SYSTEM WITH POWER SERIES NEO WITH LCD 5500 KEYPAD. AES 7788 WIRELESS RADIO COMMUNICATOR AND TL260 OR TL280 IP COMMUNICATOR | 1 | CONTROL PANEL, POWER SUPPLY, BATTERIES & TAMPER
| BALANCE MAGNETIC SWITCHES | 1 | WITH INTEGRATED TAMPERS AND SPLICE BOX TAMPERS
| MOTION SENSORS | 1 | WITH INTEGRATED TAMPERS
| DURESS BUTTONS | 0
ACCESS CONTROL SYSTEMS
Bldg | Description | QTY | Notes
| iSTAR Ultra | 1 | Firmware 5.2.F.19831.i2. INCLUDES POWER SUPPLY
| ACCESS DOORS | 4 | Includes reader, door position switch, electric lock, request to exit device and power supply.
| iSTAR Ultra | 1 | Firmware 5.2.F.19831.i2. INCLUDES POWER SUPPLY
| ACCESS DOORS | 1 | Includes reader, door position switch, electric lock, request to exit device and power supply.
| iSTAR Ultra | 1 | Firmware 5.2.F.19831.i2. INCLUDES POWER SUPPLY
| ACCESS DOORS | 2 | Includes reader, door position switch, electric lock, request to exit device and power supply.
| iSTAR Ultra | 1 | Firmware 5.2.F.19831.i2. INCLUDES POWER SUPPLY
| ACCESS DOORS | 1 | Includes reader, door position switch, electric lock, request to exit device and power supply.

## HEADQUARTERS
INTRUSION DETECTION SYSTEMS
Bldg. | Description | Area | Locations
| INTRUSION DETECTION SYSTEM WITH POWER SERIES (PC1864) WITH LCD 5500 KEYPAD. AES 7788 WIRELESS RADIO COMMUNICATOR AND TL260 OR TL280 IP COMMUNICATOR | 1 | CONTROL PANEL, POWER SUPPLY, BATTERIES & TAMPER | PARTITIONS/PANELS | 6
| BALANCE MAGNETIC SWITCHES | 4 | WITH INTEGRATED TAMPERS AND SPLICE BOX TAMPERS | AES PANELS | 3
| MOTION SENSORS | 1 | WITH INTEGRATED TAMPERS | BMS | 13
| DURESS BUTTONS | 0 |  | MOTIONS | 7
| FIBERSENSYS ZONE | 16 | FIBER CONDUIT DETECTION SYSTEM | DURESS | 13
|  |  |  | OTHER | 16
| FIBER SENSYS IS A FIBER OPTIC DETECTION SYSTEM MONITORING SECURED CONDUIT |  |  | ACCESS DOORS | 14
|  |  |  | ESS Panels | 1
|  |  |  | CAMERAS | 2
| PARTITION | 1 | CONTROL PANEL, POWER SUPPLY, BATTERIES & TAMPER
| BALANCE MAGNETIC SWITCHES | 2 | WITH INTEGRATED TAMPERS AND SPLICE BOX TAMPERS
| MOTION SENSORS | 2 | WITH INTEGRATED TAMPERS
| DURESS BUTTONS | 0
| PARTITION | 1 | CONTROL PANEL, POWER SUPPLY, BATTERIES & TAMPER
| BALANCE MAGNETIC SWITCHES | 2 | WITH INTEGRATED TAMPERS AND SPLICE BOX TAMPERS
| MOTION SENSORS | 1 | WITH INTEGRATED TAMPERS
| DURESS BUTTONS | 0
COMMAND OFFICE | INTRUSION DETECTION SYSTEM WITH POWER SERIES (PC1864) WITH LCD 5500 KEYPAD. AES 7788 WIRELESS RADIO COMMUNICATOR AND TL260 OR TL280 IP COMMUNICATOR | 1 | CONTROL PANEL, POWER SUPPLY, BATTERIES & TAMPER
| BALANCE MAGNETIC SWITCHES | 2 | WITH INTEGRATED TAMPERS AND SPLICE BOX TAMPERS
| MOTION SENSORS | 1 | WITH INTEGRATED TAMPERS
| DURESS BUTTONS | 6 | WIRELESS
COMMAND OFFICE 2 | PARTITION | 1 | CONTROL PANEL, POWER SUPPLY, BATTERIES & TAMPER
| BALANCE MAGNETIC SWITCHES | 2 | WITH INTEGRATED TAMPERS AND SPLICE BOX TAMPERS
| MOTION SENSORS | 1 | WITH INTEGRATED TAMPERS
| DURESS BUTTONS | 6 | WIRELESS
| INTRUSION DETECTION SYSTEM WITH POWER SERIES NEO WITH LCD 5500 KEYPAD. AES 7788 WIRELESS RADIO COMMUNICATOR AND TL260 OR TL280 IP COMMUNICATOR | 1 | CONTROL PANEL, POWER SUPPLY, BATTERIES & TAMPER
| BALANCE MAGNETIC SWITCHES | 1 | WITH INTEGRATED TAMPERS AND SPLICE BOX TAMPERS
| MOTION SENSORS | 1 | WITH INTEGRATED TAMPERS
| DURESS BUTTONS | 1
ACCESS CONTROL SYSTEMS
Bldg | Description | QTY | Notes
| iSTAR Pro | 1 | Firmware 5.2.F.19831.i2. INCLUDES POWER SUPPLY
| ACCESS DOORS | 14 | Includes reader, door position switch, electric lock, request to exit device and power supply.

## DOG FACILITY
INTRUSION DETECTION SYSTEMS
Bldg. | Description | Area | Locations
| INTRUSION DETECTION SYSTEM WITH POWER SERIES (PC1864) WITH LCD 5500 KEYPAD. AES 7788 WIRELESS RADIO COMMUNICATOR AND TL260 OR TL280 IP COMMUNICATOR | 2 | CONTROL PANEL, POWER SUPPLY, BATTERIES & TAMPER | PARTITIONS/PANELS | 2
| BALANCE MAGNETIC SWITCHES | 6 | WITH INTEGRATED TAMPERS AND SPLICE BOX TAMPERS | AES PANELS | 1
| MOTION SENSORS | 5 | WITH INTEGRATED TAMPERS | BMS | 6
| DURESS BUTTONS | 0 |  | MOTIONS | 5
|  |  |  | DURESS | 0
|  |  |  | OTHER | 0
|  |  |  | ACCESS DOORS | 8
ACCESS CONTROL SYSTEMS |  |  |  | ESS Panels | 2
Bldg | Description | QTY | Notes | CAMERAS | 25
| iSTAReX | 1 | Firmware 6.2.8.20232.i3. INCLUDES POWER SUPPLY.
| ACCESS DOORS | 5 | Includes reader, door position switch, electric lock, request to exit device and power supply.
| ACCESS GATE | 1 | Includes reader, gate operator/motor (chainlink), outbound vehicle loop detector
| iSTAR PRO | 1 | Firmware 5.2.F.19831.i2. INCLUDES POWER SUPPLY
| ACCESS DOORS | 2 | Includes reader, door position switch, electric lock, request to exit device and power supply.
CAMERA SYSTEM
Bldg | Description | QTY | Notes
| MOBOTIX HEMISPHERIC CAMERA | 25 | INCLUDES SD CARD AND POE INJECTOR

## T2COM TRAINING
INTRUSION DETECTION SYSTEMS
Bldg. | Description | Area | Locations
| INTRUSION DETECTION SYSTEM WITH DSC (PC4020) WITH LCD 4501 KEYPAD. COMMUNICATOR AND TL250 IP COMMUNICATOR. | 1 | CONTROL PANEL, POWER SUPPLY, BATTERIES & TAMPER | PARTITIONS/PANELS | 3
| BALANCE MAGNETIC SWITCHES | 4 | WITH INTEGRATED TAMPERS AND SPLICE BOX TAMPERS | AES PANELS | 2
| MOTION SENSORS | 7 | WITH INTEGRATED TAMPERS | BMS | 6
| DURESS BUTTONS | 1 | HARDWIRED | MOTIONS | 12
|  |  |  | DURESS | 1
|  |  |  | OTHER | 0
|  |  |  | ACCESS DOORS | 41
| INTRUSION DETECTION SYSTEM WITH POWER SERIES (PC1864) WITH LCD 5500 KEYPAD. AES 7788 WIRELESS RADIO COMMUNICATOR AND TL260 OR TL280 IP COMMUNICATOR | 1 | CONTROL PANEL, POWER SUPPLY, BATTERIES & TAMPER | ESS Panels | 4
| BALANCE MAGNETIC SWITCHES | 1 | WITH INTEGRATED TAMPERS AND SPLICE BOX TAMPERS | CAMERAS | 1
| MOTION SENSORS | 1 | WITH INTEGRATED TAMPERS
| DURESS BUTTONS | 0 | HARDWIRED
| INTRUSION DETECTION SYSTEM WITH POWER SERIES (PC1864) WITH LCD 5500 KEYPAD. AES 7788 WIRELESS RADIO COMMUNICATOR AND TL260 OR TL280 IP COMMUNICATOR | 1 | CONTROL PANEL, POWER SUPPLY, BATTERIES & TAMPER
| BALANCE MAGNETIC SWITCHES | 1 | WITH INTEGRATED TAMPERS AND SPLICE BOX TAMPERS
| MOTION SENSORS | 4 | WITH INTEGRATED TAMPERS
| DURESS BUTTONS | 0 | HARDWIRED
ACCESS CONTROL SYSTEMS
Bldg | Description | QTY | Notes
| C-CURE STANDALONE SYSTEM | 1 | C-CURE 9000 SERIES L
| iSTAR Pro | 1 | Firmware ?. INCLUDES POWER SUPPLY
| ACCESS DOORS | 2 | Includes reader, door position switch, electric lock, request to exit device and power supply.
| iSTAR Pro | 1 | Firmware 5.2.F.19831.i2. INCLUDES POWER SUPPLY
| ACCESS DOORS | 12 | Includes reader, door position switch, electric lock, request to exit device and power supply.
| iSTAR Pro | 1 | Firmware 5.2.F.19831.i2. INCLUDES POWER SUPPLY
| ACCESS DOORS | 16 | Includes reader, door position switch, electric lock, request to exit device and power supply.
| iSTAR Pro | 1 | Firmware 5.2.F.19831.i2. INCLUDES POWER SUPPLY
| ACCESS DOORS | 11 | Includes reader, door position switch, electric lock, request to exit device and power supply.

## JOINT FACILITY
INTRUSION DETECTION SYSTEMS
Bldg. | Description | Area | Locations
| SECURE FACILITY | 1 | CONTROL PANEL, POWER SUPPLY, BATTERIES & TAMPER | PARTITIONS/PANELS | 1
| BALANCE MAGNETIC SWITCHES | 4 | WITH INTEGRATED TAMPERS AND SPLICE BOX TAMPERS | AES PANELS | 1
| MOTION SENSORS | 29 | WITH INTEGRATED TAMPERS | BMS | 4
| DURESS BUTTONS | 0 | HARDWIRED | MOTIONS | 29
|  |  |  | DURESS | 0
|  |  |  | OTHER | 0
|  |  |  | ACCESS DOORS | 15
|  |  |  | ESS Panels | 1
|  |  |  | CAMERAS | 1
ACCESS CONTROL SYSTEMS
Bldg | Description | QTY | Notes
| iSTAR Pro | 1 | Firmware 5.2.F.19831.i2. INCLUDES POWER SUPPLY
| ACCESS DOORS | 15 | Includes reader, door position switch, electric lock, request to exit device and power supply.

## JOINT FACILITY (2)
INTRUSION DETECTION SYSTEMS
Bldg. | Description | Area | Locations
| SECURE FACILITY | 1 | CONTROL PANEL, POWER SUPPLY, BATTERIES & TAMPER | PARTITIONS/PANELS | 1
| BALANCE MAGNETIC SWITCHES | 4 | WITH INTEGRATED TAMPERS AND SPLICE BOX TAMPERS | AES PANELS | 1
| MOTION SENSORS | 29 | WITH INTEGRATED TAMPERS | BMS | 4
| DURESS BUTTONS | 0 | HARDWIRED | MOTIONS | 29
|  |  |  | DURESS | 0
|  |  |  | OTHER | 0
|  |  |  | ACCESS DOORS | 15
|  |  |  | ESS Panels | 1
|  |  |  | CAMERAS | 1
ACCESS CONTROL SYSTEMS
Bldg | Description | QTY | Notes
| iSTAR Pro | 1 | Firmware 5.2.F.19831.i2. INCLUDES POWER SUPPLY
| ACCESS DOORS | 15 | Includes reader, door position switch, electric lock, request to exit device and power supply.

## G2 SECURE FACILITY
INTRUSION DETECTION SYSTEMS
Bldg. | Description | Area | Locations
| INTRUSION DETECTION SYSTEM WITH DSC (PC4020) WITH LCD 4501 KEYPAD. COMMUNICATOR AND TL250 IP COMMUNICATOR. | 1 | CONTROL PANEL, POWER SUPPLY, BATTERIES & TAMPER | PARTITIONS/PANELS | 1
| BALANCE MAGNETIC SWITCHES | 2 | WITH INTEGRATED TAMPERS AND SPLICE BOX TAMPERS | AES PANELS | 1
| MOTION SENSORS | 28 | WITH INTEGRATED TAMPERS | BMS | 2
| DURESS BUTTONS | 0 | HARDWIRED | MOTIONS | 28
|  |  |  | DURESS | 0
|  |  |  | OTHER | 0
|  |  |  | ACCESS DOORS | 15
| SECURE ROOM | 1 | CONTROL PANEL, POWER SUPPLY, BATTERIES & TAMPER | ESS Panels | 1
| BALANCE MAGNETIC SWITCHES | 1 | WITH INTEGRATED TAMPERS AND SPLICE BOX TAMPERS | CAMERAS | 1
ACCESS CONTROL SYSTEMS
Bldg | Description | QTY | Notes
| C-CURE STANDALONE SYSTEM | 1 | C-CURE 9000 SERIES L
| iSTAR Pro | 1 | Firmware ?. INCLUDES POWER SUPPLY
| ACCESS DOORS | 15 | Includes reader, door position switch, electric lock, request to exit device and power supply.

## RESIDENCE
INTRUSION DETECTION SYSTEMS
Bldg. | Description | Area | Locations
| RESIDENTIAL FACILITY - DSC POWER SERIES 1864 WITH WIRELESS DEVICES AND AES 7788 SUBSCRIBER | 1 | CONTROL PANEL, POWER SUPPLY, BATTERIES & TAMPER | PARTITIONS/PANELS | 1
| DOOR/WINDOW | 5 | WIRELESS DOOR/WINDOW CONTACT | AES PANELS | 1
| MOTION SENSORS | 4 | WITH INTEGRATED TAMPERS | BMS | 5
| DURESS BUTTONS | 7 | HARDWIRED | MOTIONS | 4
| GLASSBREAT DETECTORS | 12 |  | DURESS | 7
| WIRELESS REPEATERS | 2 |  | OTHER | 14