## Base Option
Roofing Contract
Attachment J-0200000-05
Exhibit Line Item Numbers
Base Option
Solicitation/Contract No.: N40085-26-D-XXXX
Philadelphia Roofing Contract
ELIN Number | Supplies/Services | Est. Quantity | Unit |  | Unit Price | Total
ROOF DECKS
A0001 | Remove existing metal roof decks (ALL OR PARTIAL) and replace with new steel roof decking, shall include all closures and accessories. | 3 | SQ | X |  | 0
Remove existing wood roof deck and replace with new wood decking
A0002 | 1" nominal T & G (treated) | 40 | BF | X |  | 0
A0003 | 2" nominal T & G (treated) | 40 | BF | X |  | 0
A0004 | 3/4" plywood | 40 | SF | X |  | 0
A0005 | 1/2" plywood | 25 | SF | X |  | 0
ROOF INSULATION
Remove and replace rigid roof insulation in conjunction with roofing systems specified herein.
A0006 | Remove and replace polyisocyanurate tapered insulation panels | 10 | SQ | X |  | 0
A0007 | Remove and replace tapered roof insulation | 10 | SQ | X |  | 0
A0008 | Remove and replace vapor barrier in conjunction with built up roofing system | 10 | SQ | X |  | 0
A0009 | Remove and replace resin sized building paper (5 lb.) | 5 | SQ | X |  | 0
A0010 | Remove existing cants and replace with new fiberboard cants 4 x 4 | 30 | LF | X |  | 0
A0011 | Remove existing cants and replace with new treated wood cants 4 x 4 | 30 | LF | X |  | 0
A0012 | Remove existing Nailers and replace with new treated 2" x 6" wood | 100 | BF | X |  | 0
SHINGLED ROOF SYSTEMS
Remove existing composition shingles and replace with new composition shingles, shall include starter
A0013 | Twenty Five Year (3 tab ) | 10 | SQ | X |  | 0
A0014 | Thirty Year (architectural) | 6 | SQ | X |  | 0
A0015 | Forty Year (architectural) | 6 | SQ | X |  | 0
A0016 | Remove and dispose of existing composition shingles (all types)(where new shingles are not going to be installed) | 6 | SQ | X |  | 0
A0017 | Remove and dispose of existing slate shingles. | 6 | SQ | X |  | 0
A0018 | Remove and re-install existing slate shingles (All or Partial) | 2 | SQ | X |  | 0
A0019 | Install new slate shingles (Weathering green, Vermont)(All or Partial) | 3 | SQ | X |  | 0
A0020 | Install new slate shingles (Buckingham)(All or Partial) | 3 | SQ | X |  | 0
Remove existing preformed metal (All or Partial) roofing and replace with new preformed metal roofing
A0021 | Coated steel | 20 | SQ | X |  | 0
A0022 | Coated aluminum | 20 | SQ | X |  | 0
A0023 | Left Blank Intentionally
Field paint roof mounted equipment
A0024 | Up to 25 SF X in surface area X | 12 | SF | X |  | 0
A0025 | Over 25 SF X in surface area X | 12 | SF | X |  | 0
BUILT UP ROOF
Remove existing roof system and replace with new aggregate surfaced BU roofing system
A0026 | System GAA (Gravel) | 6 | SQ | X |  | 0
Remove existing roof system and replace with new smooth surfaced BU roofing system.
A0027 | System Gas | 6 | SQ | X |  | 0
Remove existing roof system and replace with new single ply reinforced modified bitumen sheet roofing system
A0028 | Torch Applied | 6 | SQ | X |  | 0
A0029 | Mop Applied | 6 | SQ | X |  | 0
A0030 | Remove existing base flashing and replace with new 2 ply glass felt base flashing | 50 | SF | X |  | 0
A0031 | Remove existing base flashing and replace with new 3-ply bituminous base flashing | 12 | SF | X |  | 0
A0032 | Remove existing base flashing and replace with new single ply reinforced modified, bitumen sheet roofing flashing modified. | 12 | SF | X |  | 0
A0033 | Remove and Dispose of Second layer | 10 | SQ | X |  | 0
A0034 | (1) Walkway/Asphalt Planks | 100 | SF | X |  | 0
ROOF AND PARAPET WALL DAMPROOFING
A0035 | Coat Existing BU Roof or Parapet Wall | 50 | SF | X |  | 0
E.P.D.M. (RUBBER ROOF SYSTEM) (Install new E.P.D.M. Roof System over Existing Built-up Roof)
A0036 | Ballasted System | 10 | SQ | X |  | 0
A0037 | Mechanically Fastened System | 10 | SQ | X |  | 0
A0038 | Full Adhered System | 10 | SQ | X |  | 0
Remove existing roof system and replace with new E.P.D.M. roof system
A0039 | Ballasted System | 10 | SQ | X |  | 0
A0040 | Mechanically Fastened System | 10 | SQ | X |  | 0
A0041 | Full Adhered System | 10 | SQ | X |  | 0
A0042 | Install new E.P.D.M. Wall/Curb Flashings | 50 | SF | X |  | 0
A0043 | Install Rubber Pipe Vents | 5 | EA | X |  | 0
A0044 | Install Termination Bars. Shall include caulking | 12 | LF | X |  | 0
A0045 | Install E.P.D.M Walk Pads | 5 | EA | X |  | 0
Remove existing roof system and replace with new Thermoplastic alloy roof system (TPA)
A0046 | Mechanically Fastened | 5 | SQ | X |  | 0
A0047 | Ballasted | 5 | SQ | X |  | 0
A0048 | Install new TPA wall/curb flashing | 25 | SF | X |  | 0
A0049 | Install new TPA pipe vent flashing | 5 | EA | X |  | 0
Remove existing metal base flashing and replace with new metal base flashing
A0050 | Copper | 25 | SF | X |  | 0
A0051 | Aluminum | 25 | SF | X |  | 0
A0052 | Aluminum/various colors | 25 | SF | X |  | 0
A0053 | Stainless Steel | 25 | SF | X |  | 0
Remove existing and install new metal coping. Shall include caulking.
A0054 | Copper | 25 | SF | X |  | 0
A0055 | Aluminum | 25 | SF | X |  | 0
A0056 | Aluminum/various colors | 25 | SF | X |  | 0
A0057 | Stainless Steel | 25 | SF | X |  | 0
Remove metal drip edge and replace with new metal drip edge
A0058 | Copper | 6 | LF | X |  | 0
A0059 | Aluminum | 6 | LF | X |  | 0
A0060 | Aluminum/various colors | 6 | LF | X |  | 0
A0061 | Stainless Steel | 6 | LF | X |  | 0
METAL GUTTERS AND DOWNSPOUTS
Install Metal Gutters
A0062 | Copper/5" ogee | 100 | LF | X |  | 0
A0063 | Copper/6" ogee | 100 | LF | X |  | 0
A0064 | Copper/6" half round | 100 | LF | X |  | 0
A0065 | Copper/6" box | 100 | LF | X |  | 0
A0066 | Copper/8" box | 100 | LF | X |  | 0
A0067 | Prefinished Alum/5" ogee | 100 | LF | X |  | 0
A0068 | Prefinished Alum/6" ogee | 100 | LF | X |  | 0
A0069 | Prefinished Alum/6" Box | 100 | LF | X |  | 0
A0070 | Prefinished Alum/8" Box | 100 | LF | X |  | 0
A0071 | Stainless steel/6" box | 100 | LF | X |  | 0
A0072 | Stainless steel/8" box | 100 | LF | X |  | 0
Install Metal Downspouts
A0073 | Copper 2" x 3" | 100 | LF | X |  | 0
A0074 | Copper 3" x 4" | 100 | LF | X |  | 0
A0075 | Copper/3" round | 100 | LF | X |  | 0
A0076 | Copper/4" round | 100 | LF | X |  | 0
A0077 | Copper/6" round | 100 | LF | X |  | 0
A0078 | Prefinished alum 2" x 3" | 100 | LF | X |  | 0
A0079 | Prefinished alum 3" x 4" | 100 | LF | X |  | 0
A0080 | Stainless Steel 3" x 4" | 100 | LF | X |  | 0
A0081 | Provide and place new concrete splash block | 5 | EA | X |  | 0
(standard commercial size)
Gutters, Downspouts and Drains
A0082 | Remove and dispose of existing gutters and/or downspouts | 100 | LF | X |  | 0
A0083 | Remove and reinstall existing gutters and/or downspouts. Reseal all joints | 100 | LF | X |  | 0
A0084 | Realign and resecure existing gutters and/or downspouts (Replace hangers, fasteners and straps) as needed. Reseal all joints. | 200 | LF | X |  | 0
A0085 | Resolder broken gutter joints | 3 | EA | X |  | 0
A0086 | Reseal, broken gutter joints | 3 | EA | X |  | 0
Remove existing metal open valley flashing and replace with new metal valley flashing
A0087 | Copper | 25 | SF | X |  | 0
A0088 | Aluminum | 25 | SF | X |  | 0
A0089 | Aluminum/various colors | 25 | SF | X |  | 0
A0090 | Stainless Steel | 25 | SF | X |  | 0
Remove existing metal flashing/miscellaneous
A0091 | Copper | 25 | SF | X |  | 0
A0092 | Aluminum | 25 | SF | X |  | 0
A0093 | Aluminum/various colors | 25 | SF | X |  | 0
A0094 | Stainless Steel | 25 | SF | X |  | 0
A0095 | Compatible w/EPDM & CPE | 25 | SF | X |  | 0
Remove existing pitch pocket and 'replace with new
A0096 | Copper | 2 | SF | X |  | 0
A0097 | Aluminum | 2 | SF | X |  | 0
A0098 | Stainless steel | 2 | SF | X |  | 0
Roof Drain Sumps
A0099 | Provide and Install TPA EPDM roof drain Sumps | 1 | EA | X |  | 0
A0100 | TPA EPDM roof drain sumps (removal only) | 2 | EA | X |  | 0
Strainers
A0101 | Metal Strainers | 10 | EA | X |  | 0
A0102 | PVC Strainers | 10 | EA | X |  | 0
A0103 | Metal Strainers | 10 | EA | X |  | 0
A0104 | PVC Strainers | 10 | EA | X |  | 0
Remove existing metal scupper lining and replace with new metal scupper lining
A0105 | Copper | 10 | EA | X |  | 0
A0106 | Stainless Steel | 10 | EA | X |  | 0
Remove existing metal conductor heads and replace with new metal conductor heads
A0107 | Copper | 10 | EA | X |  | 0
A0108 | Stainless Steel | 10 | EA | X |  | 0
Install new metal splash pans
A0109 | Copper | 10 | EA | X |  | 0
A0110 | Stainless Steel | 10 | EA | X |  | 0
Remove existing expansion joints and replace bituminous base flashing, metal counterflashing and metal joint cover
A0111 | Copper | 100 | SF | X |  | 0
A0112 | Aluminum | 100 | SF | X |  | 0
A0113 | Stainless Steel | 100 | SF | X |  | 0
Vent Flashing
A0114 | Remove existing pipe vent flashing and replace with new lead pipe vent flashing | 10 | EA | X |  | 0
A0115 | Remove existing metal vent collars and replace with new vent collars and accessories | 10 | EA | X |  | 0
Caulking
A0116 | Install caulking | 110 | LF | X |  | 0
A0117 | Remove existing caulking and replace with new sealant/caulking | 50 | LF | X |  | 0
Reglet
A0118 | Cut new Reglet In masonry | 50 | LF | X |  | 0
A0119 | Cut new Reglet In concrete | 50 | LF | X |  | 0
Fascia Board
A0120 | Remove existing fascia and replace with new fascia board | 100 | BF | X |  | 0
A0121 | Prime and paint fascia board | 100 | SF | X |  | 0
A0122 | Cover existing fascia board with aluminum coil stock (various colors) | 100 | SF | X |  | 0
A0123 | Reserved for MODs | 0 |  | X |  | 0
Asbestos Abatement
A0124 | Additional cost incurred for the removal and disposal of asbestos containing substances. Regular roofing only. | 200 | SF | X |  | 0
A0125 | Additional cost incurred for the removal and disposal of asbestos containing substance. (Flashings, Pitch pockets, etc.) | 200 | SF | X |  | 0
A0126 | Removal of lead based paint. 'Contractor removes loose paint from surface and disposes. | 200 | SF | X |  | 0
Cleaning and Clearing
A0127 | Clean and clear gutters and dispose of all debris from site. | 500 | LF | X |  | 0
A0128 | Clean and Clear down spouts and remove debris from site. | 250 | LF | X |  | 0
A0129 | Clean and clear roof drains | 10 | EA | X |  | 0
A0130 | Provide power washing. The Contractor shall Power Wash roof surfaces and clear drain baskets. (Does not include gutter or down spout cleaning.) | 5000 | SF | X |  | 0
Additional Labor and Materials not accounted for in ELINs
A0131 | Provide all materials and equipment to perform Unit Priced Labor work per the scope and delivery schedule specified in the order. Material costs shall BE NEGOTIATED BY KO. | 1 | LS | X |  | 0
A0132 | Provide labor to perform all Unit Priced Labor work per the scope and delivery schedule specified in the order. MUST BE NEGOTIATED BY KO. | 2000 | HRS | X |  | 0
Service calls
A0133 | Perform Service calls at PNYA and NSA-P . The Contractor shall respond to service calls within 24 hours of service call request. The contractor shall make necessary repairs to roof or roof system. Service calls are limited to a combined labor and material cost not to exceed $2,500.00. (Used for leaks and other emergencies) | 20 | EA | X |  | 0
Perform Roof Survey In accordance with Attachment-B
A0134 | Perform Roof Survey / Assessment Per SF | 500000 | EA | X |  | 0
NON-PREPRICED LABOR, MATERIAL and COMMAND INTEREST WORK
A0135 | Bldg. 1 NSAP Spring power washing, minor deficiency repairs, drain cleaning, and analysis report. 100,000 sq ft epoxy coated roofing system. (Ref Attachment E NWSS B1 NSAP.) | 1 | EV | X |  | 0
A0136 | Bldg. 1 NSAP Fall drain cleaning, Roof analysis and minor repairs. 100,000 sq ft epoxy coated roofing system. (Ref Attachment E NWSS B1 NSAP.) | 1 | EV | X |  | 0
| Total Price for PHL BASE OPTION YEAR (IQ) (Sum of Exhibit Line Items A0001- A0136) |  |  |  |  | 0
Mechanicsburg Roofing Contract
ELIN Number | Supplies/Services | Est. Quantity | Unit |  | Unit Price | Total
ROOF DECKS
A0137 | Remove existing metal roof decks (ALL OR PARTIAL) and replace with new steel roof decking, shall include all closures and accessories. | 3 | SQ | X |  | 0
Remove existing wood roof deck and replace with new wood decking
A0138 | 1" nominal T & G (treated) | 40 | BF | X |  | 0
A0139 | 2" nominal T & G (treated) | 40 | BF | X |  | 0
A0140 | 3/4" plywood | 40 | SF | X |  | 0
A0141 | 1/2" plywood | 25 | SF | X |  | 0
ROOF INSULATION
Remove and replace rigid roof insulation in conjunction with roofing systems specified herein.
A0142 | Remove and replace polyisocyanurate tapered insulation panels | 10 | SQ | X |  | 0
A0143 | Remove and replace tapered roof insulation | 10 | SQ | X |  | 0
A0144 | Remove and replace vapor barrier in conjunction with built up roofing system | 10 | SQ | X |  | 0
A0145 | Remove and replace resin sized building paper (5 lb.) | 5 | SQ | X |  | 0
A0146 | Remove existing cants and replace with new fiberboard cants 4 x 4 | 30 | LF | X |  | 0
A0147 | Remove existing cants and replace with new treated wood cants 4 x 4 | 30 | LF | X |  | 0
A0148 | Remove existing Nailers and replace with new treated 2" x 6" wood | 100 | BF | X |  | 0
SHINGLED ROOF SYSTEMS
Remove existing composition shingles and replace with new composition shingles, shall include starter
A0149 | Twenty Five Year (3 tab ) | 10 | SQ | X |  | 0
A0150 | Thirty Year (architectural) | 6 | SQ | X |  | 0
A0151 | Forty Year (architectural) | 6 | SQ | X |  | 0
A0152 | Remove and dispose of existing composition shingles (all types)(where new shingles are not going to be installed) | 6 | SQ | X |  | 0
A0153 | Remove and dispose of existing slate shingles. | 6 | SQ | X |  | 0
A0154 | Remove and re-install existing slate shingles (All or Partial) | 2 | SQ | X |  | 0
A0155 | Install new slate shingles (Weathering green, Vermont)(All or Partial) | 3 | SQ | X |  | 0
A0156 | Install new slate shingles (Buckingham)(All or Partial) | 3 | SQ | X |  | 0
Remove existing preformed metal (All or Partial) roofing and replace with new preformed metal roofing
A0157 | Coated steel | 20 | SQ | X |  | 0
A0158 | Coated aluminum | 20 | SQ | X |  | 0
A0159 | Left Blank Intentionally
Field paint roof mounted equipment
A0160 | Up to 25 SF X in surface area X | 12 | SF | X |  | 0
A0161 | Over 25 SF X in surface area X | 12 | SF | X |  | 0
BUILT UP ROOF
Remove existing roof system and replace with new aggregate surfaced BU roofing system
A0162 | System GAA (Gravel) | 6 | SQ | X |  | 0
Remove existing roof system and replace with new smooth surfaced BU roofing system.
A0163 | System Gas | 6 | SQ | X |  | 0
Remove existing roof system and replace with new single ply reinforced modified bitumen sheet roofing system
A0164 | Torch Applied | 6 | SQ | X |  | 0
A0165 | Mop Applied | 6 | SQ | X |  | 0
A0166 | Remove existing base flashing and replace with new 2 ply glass felt base flashing | 50 | SF | X |  | 0
A0167 | Remove existing base flashing and replace with new 3-ply bituminous base flashing | 12 | SF | X |  | 0
A0168 | Remove existing base flashing and replace with new single ply reinforced modified, bitumen sheet roofing flashing modified. | 12 | SF | X |  | 0
A0169 | Remove and Dispose of Second layer | 10 | SQ | X |  | 0
A0170 | (1) Walkway/Asphalt Planks | 100 | SF | X |  | 0
ROOF AND PARAPET WALL DAMPROOFING
A0171 | Coat Existing BU Roof or Parapet Wall | 50 | SF | X |  | 0
E.P.D.M. (RUBBER ROOF SYSTEM) (Install new E.P.D.M. Roof System over Existing Built-up Roof)
A0172 | Ballasted System | 10 | SQ | X |  | 0
A0173 | Mechanically Fastened System | 10 | SQ | X |  | 0
A0174 | Full Adhered System | 10 | SQ | X |  | 0
Remove existing roof system and replace with new E.P.D.M. roof system
A0175 | Ballasted System | 10 | SQ | X |  | 0
A0176 | Mechanically Fastened System | 10 | SQ | X |  | 0
A0177 | Full Adhered System | 10 | SQ | X |  | 0
A0178 | Install new E.P.D.M. Wall/Curb Flashings | 50 | SF | X |  | 0
A0179 | Install Rubber Pipe Vents | 5 | EA | X |  | 0
A0180 | Install Termination Bars. Shall include caulking | 12 | LF | X |  | 0
A0181 | Install E.P.D.M Walk Pads | 5 | EA | X |  | 0
Remove existing roof system and replace with new Thermoplastic alloy roof system (TPA)
A0182 | Mechanically Fastened | 5 | SQ | X |  | 0
A0183 | Ballasted | 5 | SQ | X |  | 0
A0184 | Install new TPA wall/curb flashing | 25 | SF | X |  | 0
A0185 | Install new TPA pipe vent flashing | 5 | EA | X |  | 0
Remove existing metal base flashing and replace with new metal base flashing
A0186 | Copper | 25 | SF | X |  | 0
A0187 | Aluminum | 25 | SF | X |  | 0
A0188 | Aluminum/various colors | 25 | SF | X |  | 0
A0189 | Stainless Steel | 25 | SF | X |  | 0
Remove existing and install new metal coping. Shall include caulking.
A0190 | Copper | 25 | SF | X |  | 0
A0191 | Aluminum | 25 | SF | X |  | 0
A0192 | Aluminum/various colors | 25 | SF | X |  | 0
A0193 | Stainless Steel | 25 | SF | X |  | 0
Remove metal drip edge and replace with new metal drip edge
A0194 | Copper | 6 | LF | X |  | 0
A0195 | Aluminum | 6 | LF | X |  | 0
A0196 | Aluminum/various colors | 6 | LF | X |  | 0
A0197 | Stainless Steel | 6 | LF | X |  | 0
METAL GUTTERS AND DOWNSPOUTS
Install Metal Gutters
A0198 | Copper/5" ogee | 100 | LF | X |  | 0
A0199 | Copper/6" ogee | 100 | LF | X |  | 0
A0200 | Copper/6" half round | 100 | LF | X |  | 0
A0201 | Copper/6" box | 100 | LF | X |  | 0
A0202 | Copper/8" box | 100 | LF | X |  | 0
A0203 | Prefinished Alum/5" ogee | 100 | LF | X |  | 0
A0204 | Prefinished Alum/6" ogee | 100 | LF | X |  | 0
A0205 | Prefinished Alum/6" Box | 100 | LF | X |  | 0
A0206 | Prefinished Alum/8" Box | 100 | LF | X |  | 0
A0207 | Stainless steel/6" box | 100 | LF | X |  | 0
A0208 | Stainless steel/8" box | 100 | LF | X |  | 0
Install Metal Downspouts
A0209 | Copper 2" x 3" | 100 | LF | X |  | 0
A0210 | Copper 3" x 4" | 100 | LF | X |  | 0
A0211 | Copper/3" round | 100 | LF | X |  | 0
A0212 | Copper/4" round | 100 | LF | X |  | 0
A0213 | Copper/6" round | 100 | LF | X |  | 0
A0214 | Prefinished alum 2" x 3" | 100 | LF | X |  | 0
A0215 | Prefinished alum 3" x 4" | 100 | LF | X |  | 0
A0216 | Stainless Steel 3" x 4" | 100 | LF | X |  | 0
A0217 | Provide and place new concrete splash block | 5 | EA | X |  | 0
(standard commercial size)
Gutters, Downspouts and Drains
A0218 | Remove and dispose of existing gutters and/or downspouts | 100 | LF | X |  | 0
A0219 | Remove and reinstall existing gutters and/or downspouts. Reseal all joints | 100 | LF | X |  | 0
A0220 | Realign and resecure existing gutters and/or downspouts (Replace hangers, fasteners and straps) as needed. Reseal all joints. | 200 | LF | X |  | 0
A0221 | Resolder broken gutter joints | 3 | EA | X |  | 0
A0222 | Reseal, broken gutter joints | 3 | EA | X |  | 0
Remove existing metal open valley flashing and replace with new metal valley flashing
A0223 | Copper | 25 | SF | X |  | 0
A0224 | Aluminum | 25 | SF | X |  | 0
A0225 | Aluminum/various colors | 25 | SF | X |  | 0
A0226 | Stainless Steel | 25 | SF | X |  | 0
Remove existing metal flashing/miscellaneous
A0227 | Copper | 25 | SF | X |  | 0
A0228 | Aluminum | 25 | SF | X |  | 0
A0229 | Aluminum/various colors | 25 | SF | X |  | 0
A0230 | Stainless Steel | 25 | SF | X |  | 0
A0231 | Compatible w/EPDM & CPE | 25 | SF | X |  | 0
Remove existing pitch pocket and 'replace with new
A0232 | Copper | 2 | SF | X |  | 0
A0233 | Aluminum | 2 | SF | X |  | 0
A0234 | Stainless steel | 2 | SF | X |  | 0
Roof Drain Sumps
A235 | Provide and Install TPA EPDM roof drain Sumps | 1 | EA | X |  | 0
A0236 | TPA EPDM roof drain sumps (removal only) | 2 | EA | X |  | 0
Strainers
A0237 | Metal Strainers | 10 | EA | X |  | 0
A0238 | PVC Strainers | 10 | EA | X |  | 0
A0239 | Metal Strainers | 10 | EA | X |  | 0
A0240 | PVC Strainers | 10 | EA | X |  | 0
Remove existing metal scupper lining and replace with new metal scupper lining
A0241 | Copper | 10 | EA | X |  | 0
A0242 | Stainless Steel | 10 | EA | X |  | 0
Remove existing metal conductor heads and replace with new metal conductor heads
A0243 | Copper | 10 | EA | X |  | 0
A0244 | Stainless Steel | 10 | EA | X |  | 0
Install new metal splash pans
A0245 | Copper | 10 | EA | X |  | 0
A0246 | Stainless Steel | 10 | EA | X |  | 0
Remove existing expansion joints and replace bituminous base flashing, metal counterflashing and metal joint cover
A0247 | Copper | 100 | SF | X |  | 0
A0248 | Aluminum | 100 | SF | X |  | 0
A0249 | Stainless Steel | 100 | SF | X |  | 0
Vent Flashing
A0250 | Remove existing pipe vent flashing and replace with new lead pipe vent flashing | 10 | EA | X |  | 0
A0251 | Remove existing metal vent collars and replace with new vent collars and accessories | 10 | EA | X |  | 0
Caulking
A0252 | Install caulking | 110 | LF | X |  | 0
A0253 | Remove existing caulking and replace with new sealant/caulking | 50 | LF | X |  | 0
Reglet
A0254 | Cut new Reglet In masonry | 50 | LF | X |  | 0
A0255 | Cut new Reglet In concrete | 50 | LF | X |  | 0
Fascia Board
A0256 | Remove existing fascia and replace with new fascia board | 100 | BF | X |  | 0
A0257 | Prime and paint fascia board | 100 | SF | X |  | 0
A0258 | Cover existing fascia board with aluminum coil stock (various colors) | 100 | SF | X |  | 0
A0259 | Reserved for MODs | 0 |  | X |  | 0
Asbestos Abatement
A0260 | Additional cost incurred for the removal and disposal of asbestos containing substances. Regular roofing only. | 200 | SF | X |  | 0
A0261 | Additional cost incurred for the removal and disposal of asbestos containing substance. (Flashings, Pitch pockets, etc.) | 200 | SF | X |  | 0
A0262 | Removal of lead based paint. 'Contractor removes loose paint from surface and disposes. | 200 | SF | X |  | 0
Cleaning and Clearing
A0263 | Clean and clear gutters and dispose of all debris from site. | 500 | LF | X |  | 0
A0264 | Clean and Clear down spouts and remove debris from site. | 250 | LF | X |  | 0
A0265 | Clean and clear roof drains | 10 | EA | X |  | 0
A0266 | Provide power washing. The Contractor shall Power Wash roof surfaces and clear drain baskets. (Does not include gutter or down spout cleaning.) | 5000 | SF | X |  | 0
Additional Labor and Materials not accounted for in ELINs
A0267 | Provide all materials and equipment to perform Unit Priced Labor work per the scope and delivery schedule specified in the order. Material costs shall BE NEGOTIATED BY KO. |  | LS | X |  | 0
A0268 | Provide labor to perform all Unit Priced Labor work per the scope and delivery schedule specified in the order. MUST BE NEGOTIATED BY KO. | 2000 | HRS | X |  | 0
Service calls
A0269 | Perform Service calls at NSA-Mechanicsburg. The Contractor shall respond to service calls within 24 hours of service call request. The contractor shall make necessary repairs to roof or roof system. Service calls are limited to a combined labor and material cost not to exceed $2,500.00. (Used for leaks and other emergencies) | 20 | EA | X |  | 0
Perform Roof Survey In accordance with Attachment-B
A0270 | Perform Roof Survey / Assessment Per SF | 500000 | EA | X |  | 0
| Total Price for Mech BASE OPTION YEAR (IQ) (Sum of Exhibit Line Items A0137- A0270) |  |  |  |  | 0
| Total Combined Price for Mech and PHL BASE OPTION YEAR (IQ) (Sum of Exhibit Line Items A0001- A0270) |  |  |  |  | 0

## Option Year 1
Roofing Contract
Attachment J-0200000-05
Exhibit Line Item Numbers
Option Year 1
Solicitation/Contract No.: N40085-26-D-XXXX
Philadelphia Roofing Contract
ELIN Number | Supplies/Services | Est. Quantity | Unit |  | Unit Price | Total
ROOF DECKS
B0001 | Remove existing metal roof decks (ALL OR PARTIAL) and replace with new steel roof decking, shall include all closures and accessories. | 3 | SQ | X | 0 | 0
Remove existing wood roof deck and replace with new wood decking
B0002 | 1" nominal T & G (treated) | 40 | BF | X | 0 | 0
B0003 | 2" nominal T & G (treated) | 40 | BF | X | 0 | 0
B0004 | 3/4" plywood | 40 | SF | X | 0 | 0
B0005 | 1/2" plywood | 25 | SF | X | 0 | 0
ROOF INSULATION
Remove and replace rigid roof insulation in conjunction with roofing systems specified herein.
B0006 | Remove and replace polyisocyanurate tapered insulation panels | 10 | SQ | X | 0 | 0
B0007 | Remove and replace tapered roof insulation | 10 | SQ | X | 0 | 0
B0008 | Remove and replace vapor barrier in conjunction with built up roofing system | 10 | SQ | X | 0 | 0
B0009 | Remove and replace resin sized building paper (5 lb.) | 5 | SQ | X | 0 | 0
B0010 | Remove existing cants and replace with new fiberboard cants 4 x 4 | 30 | LF | X | 0 | 0
B0011 | Remove existing cants and replace with new treated wood cants 4 x 4 | 30 | LF | X | 0 | 0
B0012 | Remove existing Nailers and replace with new treated 2" x 6" wood | 100 | BF | X | 0 | 0
SHINGLED ROOF SYSTEMS
Remove existing composition shingles and replace with new composition shingles, shall include starter
B0013 | Twenty Five Year (3 tab ) | 10 | SQ | X | 0 | 0
B0014 | Thirty Year (architectural) | 6 | SQ | X | 0 | 0
B0015 | Forty Year (architectural) | 6 | SQ | X | 0 | 0
B0016 | Remove and dispose of existing composition shingles (all types)(where new shingles are not going to be installed) | 6 | SQ | X | 0 | 0
B0017 | Remove and dispose of existing slate shingles. | 6 | SQ | X | 0 | 0
B0018 | Remove and re-install existing slate shingles (All or Partial) | 2 | SQ | X | 0 | 0
B0019 | Install new slate shingles (Weathering green, Vermont)(All or Partial) | 3 | SQ | X | 0 | 0
B0020 | Install new slate shingles (Buckingham)(All or Partial) | 3 | SQ | X | 0 | 0
Remove existing preformed metal (All or Partial) roofing and replace with new preformed metal roofing
B0021 | Coated steel | 20 | SQ | X | 0 | 0
B0022 | Coated aluminum | 20 | SQ | X | 0 | 0
B0023 | Left Blank Intentionally
Field paint roof mounted equipment
B0024 | Up to 25 SF X in surface area X | 12 | SF | X | 0 | 0
B0025 | Over 25 SF X in surface area X | 12 | SF | X | 0 | 0
BUILT UP ROOF
Remove existing roof system and replace with new aggregate surfaced BU roofing system
B0026 | System GAA (Gravel) | 6 | SQ | X | 0 | 0
Remove existing roof system and replace with new smooth surfaced BU roofing system.
B0027 | System Gas | 6 | SQ | X | 0 | 0
Remove existing roof system and replace with new single ply reinforced modified bitumen sheet roofing system
B0028 | Torch Applied | 6 | SQ | X | 0 | 0
B0029 | Mop Applied | 6 | SQ | X | 0 | 0
B0030 | Remove existing base flashing and replace with new 2 ply glass felt base flashing | 50 | SF | X | 0 | 0
B0031 | Remove existing base flashing and replace with new 3-ply bituminous base flashing | 12 | SF | X | 0 | 0
B0032 | Remove existing base flashing and replace with new single ply reinforced modified, bitumen sheet roofing flashing modified. | 12 | SF | X | 0 | 0
B0033 | Remove and Dispose of Second layer | 10 | SQ | X | 0 | 0
B0034 | (1) Walkway/Asphalt Planks | 100 | SF | X | 0 | 0
| ROOF AND PARAPET WALL DAMPROOFING |  |  |  | 0
B0035 | Coat Existing BU Roof or Parapet Wall | 50 | SF | X | 0 | 0
| E.P.D.M. (RUBBER ROOF SYSTEM) (Install new E.P.D.M. Roof System over Existing Built-up Roof) |  |  |  | 0
B0036 | Ballasted System | 10 | SQ | X | 0 | 0
B0037 | Mechanically Fastened System | 10 | SQ | X | 0 | 0
B0038 | Full Adhered System | 10 | SQ | X | 0 | 0
| Remove existing roof system and replace with new E.P.D.M. roof system |  |  |  | 0
B0039 | Ballasted System | 10 | SQ | X | 0 | 0
B0040 | Mechanically Fastened System | 10 | SQ | X | 0 | 0
B0041 | Full Adhered System | 10 | SQ | X | 0 | 0
B0042 | Install new E.P.D.M. Wall/Curb Flashings | 50 | SF | X | 0 | 0
B0043 | Install Rubber Pipe Vents | 5 | EA | X | 0 | 0
B0044 | Install Termination Bars. Shall include caulking | 12 | LF | X | 0 | 0
B0045 | Install E.P.D.M Walk Pads | 5 | EA | X | 0 | 0
| Remove existing roof system and replace with new Thermoplastic alloy roof system (TPA) |  |  |  | 0
B0046 | Mechanically Fastened | 5 | SQ | X | 0 | 0
B0047 | Ballasted | 5 | SQ | X | 0 | 0
B0048 | Install new TPA wall/curb flashing | 25 | SF | X | 0 | 0
B0049 | Install new TPA pipe vent flashing | 5 | EA | X | 0 | 0
| Remove existing metal base flashing and replace with new metal base flashing |  |  |  | 0
B0050 | Copper | 25 | SF | X | 0 | 0
B0051 | Aluminum | 25 | SF | X | 0 | 0
B0052 | Aluminum/various colors | 25 | SF | X | 0 | 0
B0053 | Stainless Steel | 25 | SF | X | 0 | 0
| Remove existing and install new metal coping. Shall include caulking. |  |  |  | 0
B0054 | Copper | 25 | SF | X | 0 | 0
B0055 | Aluminum | 25 | SF | X | 0 | 0
B0056 | Aluminum/various colors | 25 | SF | X | 0 | 0
B0057 | Stainless Steel | 25 | SF | X | 0 | 0
| Remove metal drip edge and replace with new metal drip edge |  |  |  | 0
B0058 | Copper | 6 | LF | X | 0 | 0
B0059 | Aluminum | 6 | LF | X | 0 | 0
B0060 | Aluminum/various colors | 6 | LF | X | 0 | 0
B0061 | Stainless Steel | 6 | LF | X | 0 | 0
| METAL GUTTERS AND DOWNSPOUTS |  |  |  | 0
| Install Metal Gutters |  |  |  | 0
B0062 | Copper/5" ogee | 100 | LF | X | 0 | 0
B0063 | Copper/6" ogee | 100 | LF | X | 0 | 0
B0064 | Copper/6" half round | 100 | LF | X | 0 | 0
B0065 | Copper/6" box | 100 | LF | X | 0 | 0
B0066 | Copper/8" box | 100 | LF | X | 0 | 0
B0067 | Prefinished Alum/5" ogee | 100 | LF | X | 0 | 0
B0068 | Prefinished Alum/6" ogee | 100 | LF | X | 0 | 0
B0069 | Prefinished Alum/6" Box | 100 | LF | X | 0 | 0
B0070 | Prefinished Alum/8" Box | 100 | LF | X | 0 | 0
B0071 | Stainless steel/6" box | 100 | LF | X | 0 | 0
B0072 | Stainless steel/8" box | 100 | LF | X | 0 | 0
| Install Metal Downspouts |  |  |  | 0
B0073 | Copper 2" x 3" | 100 | LF | X | 0 | 0
B0074 | Copper 3" x 4" | 100 | LF | X | 0 | 0
B0075 | Copper/3" round | 100 | LF | X | 0 | 0
B0076 | Copper/4" round | 100 | LF | X | 0 | 0
B0077 | Copper/6" round | 100 | LF | X | 0 | 0
B0078 | Prefinished alum 2" x 3" | 100 | LF | X | 0 | 0
B0079 | Prefinished alum 3" x 4" | 100 | LF | X | 0 | 0
B0080 | Stainless Steel 3" x 4" | 100 | LF | X | 0 | 0
B0081 | Provide and place new concrete splash block | 5 | EA | X | 0 | 0
| (standard commercial size) |  |  |  | 0
| Gutters, Downspouts and Drains |  |  |  | 0
B0082 | Remove and dispose of existing gutters and/or downspouts | 100 | LF | X | 0 | 0
B0083 | Remove and reinstall existing gutters and/or downspouts. Reseal all joints | 100 | LF | X | 0 | 0
B0084 | Realign and resecure existing gutters and/or downspouts (Replace hangers, fasteners and straps) as needed. Reseal all joints. | 200 | LF | X | 0 | 0
B0085 | Resolder broken gutter joints | 3 | EA | X | 0 | 0
B0086 | Reseal, broken gutter joints | 3 | EA | X | 0 | 0
| Remove existing metal open valley flashing and replace with new metal valley flashing |  |  |  | 0
B0087 | Copper | 25 | SF | X | 0 | 0
B0088 | Aluminum | 25 | SF | X | 0 | 0
B0089 | Aluminum/various colors | 25 | SF | X | 0 | 0
B0090 | Stainless Steel | 25 | SF | X | 0 | 0
| Remove existing metal flashing/miscellaneous |  |  |  | 0
B0091 | Copper | 25 | SF | X | 0 | 0
B0092 | Aluminum | 25 | SF | X | 0 | 0
B0093 | Aluminum/various colors | 25 | SF | X | 0 | 0
B0094 | Stainless Steel | 25 | SF | X | 0 | 0
B0095 | Compatible w/EPDM & CPE | 25 | SF | X | 0 | 0
| Remove existing pitch pocket and 'replace with new |  |  |  | 0
B0096 | Copper | 2 | SF | X | 0 | 0
B0097 | Aluminum | 2 | SF | X | 0 | 0
B0098 | Stainless steel | 2 | SF | X | 0 | 0
| Roof Drain Sumps |  |  |  | 0
B099 | Provide and Install TPA EPDM roof drain Sumps | 1 | EA | X | 0 | 0
B100 | TPA EPDM roof drain sumps (removal only) | 2 | EA | X | 0 | 0
| Strainers |  |  |  | 0
B0101 | Metal Strainers | 10 | EA | X | 0 | 0
B0102 | PVC Strainers | 10 | EA | X | 0 | 0
B0103 | Metal Strainers | 10 | EA | X | 0 | 0
B0104 | PVC Strainers | 10 | EA | X | 0 | 0
| Remove existing metal scupper lining and replace with new metal scupper lining |  |  |  | 0
B0105 | Copper | 10 | EA | X | 0 | 0
B0106 | Stainless Steel | 10 | EA | X | 0 | 0
| Remove existing metal conductor heads and replace with new metal conductor heads |  |  |  | 0
B0107 | Copper | 10 | EA | X | 0 | 0
B0108 | Stainless Steel | 10 | EA | X | 0 | 0
| Install new metal splash pans |  |  |  | 0
B0109 | Copper | 10 | EA | X | 0 | 0
B0110 | Stainless Steel | 10 | EA | X | 0 | 0
| Remove existing expansion joints and replace bituminous base flashing, metal counterflashing and metal joint cover |  |  |  | 0
B0111 | Copper | 100 | SF | X | 0 | 0
B0112 | Aluminum | 100 | SF | X | 0 | 0
B0113 | Stainless Steel | 100 | SF | X | 0 | 0
| Vent Flashing |  |  |  | 0
B0114 | Remove existing pipe vent flashing and replace with new lead pipe vent flashing | 10 | EA | X | 0 | 0
B0115 | Remove existing metal vent collars and replace with new vent collars and accessories | 10 | EA | X | 0 | 0
| Caulking |  |  |  | 0
B0116 | Install caulking | 110 | LF | X | 0 | 0
B0117 | Remove existing caulking and replace with new sealant/caulking | 50 | LF | X | 0 | 0
| Reglet |  |  |  | 0
B0118 | Cut new Reglet In masonry | 50 | LF | X | 0 | 0
B0119 | Cut new Reglet In concrete | 50 | LF | X | 0 | 0
| Fascia Board |  |  |  | 0
B0120 | Remove existing fascia and replace with new fascia board | 100 | BF | X | 0 | 0
B0121 | Prime and paint fascia board | 100 | SF | X | 0 | 0
B0122 | Cover existing fascia board with aluminum coil stock (various colors) | 100 | SF | X | 0 | 0
B0123 | Reserved for MODs | 0 |  | X | 0 | 0
| Asbestos Abatement |  |  |  | 0
B0124 | Additional cost incurred for the removal and disposal of asbestos containing substances. Regular roofing only. | 200 | SF | X | 0 | 0
B0125 | Additional cost incurred for the removal and disposal of asbestos containing substance. (Flashings, Pitch pockets, etc.) | 200 | SF | X | 0 | 0
B0126 | Removal of lead based paint. 'Contractor removes loose paint from surface and disposes. | 200 | SF | X | 0 | 0
| Cleaning and Clearing |  |  |  | 0
B0127 | Clean and clear gutters and dispose of all debris from site. | 500 | LF | X | 0 | 0
B0128 | Clean and Clear down spouts and remove debris from site. | 250 | LF | X | 0 | 0
B0129 | Clean and clear roof drains | 10 | EA | X | 0 | 0
B0130 | Provide power washing. The Contractor shall Power Wash roof surfaces and clear drain baskets. (Does not include gutter or down spout cleaning.) | 5000 | SF | X | 0 | 0
| Additional Labor and Materials not accounted for in ELINs |  |  |  | 0
B0131 | Provide all materials and equipment to perform Unit Priced Labor work per the scope and delivery schedule specified in the order. Material costs shall BE NEGOTIATED BY KO. |  | LS | X | 0 | 0
B0132 | Provide labor to perform all Unit Priced Labor work per the scope and delivery schedule specified in the order. MUST BE NEGOTIATED BY KO. | 2000 | HRS | X | 0 | 0
| Service calls |  |  |  | 0
B0133 | Perform Service calls at PNYA and NSA-P. The Contractor shall respond to service calls within 24 hours of service call request. The contractor shall make necessary repairs to roof or roof system. Service calls are limited to a combined labor and material cost not to exceed $2,500.00. (Used for leaks and other emergencies) | 20 | EA | X | 0 | 0
| Perform Roof Survey In accordance with Attachment-B |  |  |  | 0
B0134 | Perform Roof Survey / Assessment Per SF | 500000 | EA | X | 0 | 0
| NON-PREPRICED LABOR, MATERIAL and COMMAND INTEREST WORK |  |  |  | 0
B0135 | Bldg. 1 NSAP Spring power washing, minor deficiency repairs, drain cleaning, and analysis report. 100,000 sq ft epoxy coated roofing system. (Ref Attachment E NWSS B1 NSAP.) | 1 | EV | X | 0 | 0
B0136 | Bldg. 1 NSAP Fall drain cleaning, Roof analysis and minor repairs. 100,000 sq ft epoxy coated roofing system. (Ref Attachment E NWSS B1 NSAP.) | 1 | EV | X | 0 | 0
| Total Price for PHL OPTION YEAR 1 (IQ) (Sum of Exhibit Line Items B0001- B0136) |  |  |  |  | 0
Mechanicsburg Roofing Contract
ELIN Number | Supplies/Services | Est. Quantity | Unit |  | Unit Price | Total
ROOF DECKS
B0137 | Remove existing metal roof decks (ALL OR PARTIAL) and replace with new steel roof decking, shall include all closures and accessories. | 3 | SQ | X | 0 | 0
| Remove existing wood roof deck and replace with new wood decking |  |  |  | 0
B0138 | 1" nominal T & G (treated) | 40 | BF | X | 0 | 0
B0139 | 2" nominal T & G (treated) | 40 | BF | X | 0 | 0
B0140 | 3/4" plywood | 40 | SF | X | 0 | 0
B0141 | 1/2" plywood | 25 | SF | X | 0 | 0
| ROOF INSULATION |  |  |  | 0
| Remove and replace rigid roof insulation in conjunction with roofing systems specified herein. |  |  |  | 0
B0142 | Remove and replace polyisocyanurate tapered insulation panels | 10 | SQ | X | 0 | 0
B0143 | Remove and replace tapered roof insulation | 10 | SQ | X | 0 | 0
B0144 | Remove and replace vapor barrier in conjunction with built up roofing system | 10 | SQ | X | 0 | 0
B0145 | Remove and replace resin sized building paper (5 lb.) | 5 | SQ | X | 0 | 0
B0146 | Remove existing cants and replace with new fiberboard cants 4 x 4 | 30 | LF | X | 0 | 0
B0147 | Remove existing cants and replace with new treated wood cants 4 x 4 | 30 | LF | X | 0 | 0
B0148 | Remove existing Nailers and replace with new treated 2" x 6" wood | 100 | BF | X | 0 | 0
| SHINGLED ROOF SYSTEMS |  |  |  | 0
| Remove existing composition shingles and replace with new composition shingles, shall include starter |  |  |  | 0
B0149 | Twenty Five Year (3 tab ) | 10 | SQ | X | 0 | 0
B0150 | Thirty Year (architectural) | 6 | SQ | X | 0 | 0
B0151 | Forty Year (architectural) | 6 | SQ | X | 0 | 0
B0152 | Remove and dispose of existing composition shingles (all types)(where new shingles are not going to be installed) | 6 | SQ | X | 0 | 0
B0153 | Remove and dispose of existing slate shingles. | 6 | SQ | X | 0 | 0
B0154 | Remove and re-install existing slate shingles (All or Partial) | 2 | SQ | X | 0 | 0
B0155 | Install new slate shingles (Weathering green, Vermont)(All or Partial) | 3 | SQ | X | 0 | 0
B0156 | Install new slate shingles (Buckingham)(All or Partial) | 3 | SQ | X | 0 | 0
| Remove existing preformed metal (All or Partial) roofing and replace with new preformed metal roofing |  |  |  | 0
B0157 | Coated steel | 20 | SQ | X | 0 | 0
B0158 | Coated aluminum | 20 | SQ | X | 0 | 0
B0159 | Left Blank Intentionally
| Field paint roof mounted equipment |  |  |  | 0
B0160 | Up to 25 SF X in surface area X | 12 | SF | X | 0 | 0
B0161 | Over 25 SF X in surface area X | 12 | SF | X | 0 | 0
| BUILT UP ROOF |  |  |  | 0
| Remove existing roof system and replace with new aggregate surfaced BU roofing system |  |  |  | 0
B0162 | System GAA (Gravel) | 6 | SQ | X | 0 | 0
| Remove existing roof system and replace with new smooth surfaced BU roofing system. |  |  |  | 0
B0163 | System Gas | 6 | SQ | X | 0 | 0
| Remove existing roof system and replace with new single ply reinforced modified bitumen sheet roofing system |  |  |  | 0
B0164 | Torch Applied | 6 | SQ | X | 0 | 0
B0165 | Mop Applied | 6 | SQ | X | 0 | 0
B0166 | Remove existing base flashing and replace with new 2 ply glass felt base flashing | 50 | SF | X | 0 | 0
B0167 | Remove existing base flashing and replace with new 3-ply bituminous base flashing | 12 | SF | X | 0 | 0
B0168 | Remove existing base flashing and replace with new single ply reinforced modified, bitumen sheet roofing flashing modified. | 12 | SF | X | 0 | 0
B0169 | Remove and Dispose of Second layer | 10 | SQ | X | 0 | 0
B0170 | (1) Walkway/Asphalt Planks | 100 | SF | X | 0 | 0
| ROOF AND PARAPET WALL DAMPROOFING |  |  |  | 0
B0171 | Coat Existing BU Roof or Parapet Wall | 50 | SF | X | 0 | 0
| E.P.D.M. (RUBBER ROOF SYSTEM) (Install new E.P.D.M. Roof System over Existing Built-up Roof) |  |  |  | 0
B0172 | Ballasted System | 10 | SQ | X | 0 | 0
B0173 | Mechanically Fastened System | 10 | SQ | X | 0 | 0
B0174 | Full Adhered System | 10 | SQ | X | 0 | 0
| Remove existing roof system and replace with new E.P.D.M. roof system |  |  |  | 0
B0175 | Ballasted System | 10 | SQ | X | 0 | 0
B0176 | Mechanically Fastened System | 10 | SQ | X | 0 | 0
B0177 | Full Adhered System | 10 | SQ | X | 0 | 0
B0178 | Install new E.P.D.M. Wall/Curb Flashings | 50 | SF | X | 0 | 0
B0179 | Install Rubber Pipe Vents | 5 | EA | X | 0 | 0
B0180 | Install Termination Bars. Shall include caulking | 12 | LF | X | 0 | 0
B0181 | Install E.P.D.M Walk Pads | 5 | EA | X | 0 | 0
| Remove existing roof system and replace with new Thermoplastic alloy roof system (TPA) |  |  |  | 0
B0182 | Mechanically Fastened | 5 | SQ | X | 0 | 0
B0183 | Ballasted | 5 | SQ | X | 0 | 0
B0184 | Install new TPA wall/curb flashing | 25 | SF | X | 0 | 0
B0185 | Install new TPA pipe vent flashing | 5 | EA | X | 0 | 0
| Remove existing metal base flashing and replace with new metal base flashing |  |  |  | 0
B0186 | Copper | 25 | SF | X | 0 | 0
B0187 | Aluminum | 25 | SF | X | 0 | 0
B0188 | Aluminum/various colors | 25 | SF | X | 0 | 0
B0189 | Stainless Steel | 25 | SF | X | 0 | 0
| Remove existing and install new metal coping. Shall include caulking. |  |  |  | 0
B0190 | Copper | 25 | SF | X | 0 | 0
B0191 | Aluminum | 25 | SF | X | 0 | 0
B0192 | Aluminum/various colors | 25 | SF | X | 0 | 0
B0193 | Stainless Steel | 25 | SF | X | 0 | 0
| Remove metal drip edge and replace with new metal drip edge |  |  |  | 0
B0194 | Copper | 6 | LF | X | 0 | 0
B0195 | Aluminum | 6 | LF | X | 0 | 0
B0196 | Aluminum/various colors | 6 | LF | X | 0 | 0
B0197 | Stainless Steel | 6 | LF | X | 0 | 0
| METAL GUTTERS AND DOWNSPOUTS |  |  |  | 0
| Install Metal Gutters |  |  |  | 0
B0198 | Copper/5" ogee | 100 | LF | X | 0 | 0
B0199 | Copper/6" ogee | 100 | LF | X | 0 | 0
B0200 | Copper/6" half round | 100 | LF | X | 0 | 0
B0201 | Copper/6" box | 100 | LF | X | 0 | 0
B0202 | Copper/8" box | 100 | LF | X | 0 | 0
B0203 | Prefinished Alum/5" ogee | 100 | LF | X | 0 | 0
B0204 | Prefinished Alum/6" ogee | 100 | LF | X | 0 | 0
B0205 | Prefinished Alum/6" Box | 100 | LF | X | 0 | 0
B0206 | Prefinished Alum/8" Box | 100 | LF | X | 0 | 0
B0207 | Stainless steel/6" box | 100 | LF | X | 0 | 0
B0208 | Stainless steel/8" box | 100 | LF | X | 0 | 0
| Install Metal Downspouts |  |  |  | 0
B0209 | Copper 2" x 3" | 100 | LF | X | 0 | 0
B0210 | Copper 3" x 4" | 100 | LF | X | 0 | 0
B0211 | Copper/3" round | 100 | LF | X | 0 | 0
B0212 | Copper/4" round | 100 | LF | X | 0 | 0
B0213 | Copper/6" round | 100 | LF | X | 0 | 0
B0214 | Prefinished alum 2" x 3" | 100 | LF | X | 0 | 0
B0215 | Prefinished alum 3" x 4" | 100 | LF | X | 0 | 0
B0216 | Stainless Steel 3" x 4" | 100 | LF | X | 0 | 0
B0217 | Provide and place new concrete splash block | 5 | EA | X | 0 | 0
| (standard commercial size) |  |  |  | 0
| Gutters, Downspouts and Drains |  |  |  | 0
B0218 | Remove and dispose of existing gutters and/or downspouts | 100 | LF | X | 0 | 0
B0219 | Remove and reinstall existing gutters and/or downspouts. Reseal all joints | 100 | LF | X | 0 | 0
B0220 | Realign and resecure existing gutters and/or downspouts (Replace hangers, fasteners and straps) as needed. Reseal all joints. | 200 | LF | X | 0 | 0
B0221 | Resolder broken gutter joints | 3 | EA | X | 0 | 0
B0222 | Reseal, broken gutter joints | 3 | EA | X | 0 | 0
| Remove existing metal open valley flashing and replace with new metal valley flashing |  |  |  | 0
B0223 | Copper | 25 | SF | X | 0 | 0
B0224 | Aluminum | 25 | SF | X | 0 | 0
B0225 | Aluminum/various colors | 25 | SF | X | 0 | 0
B0226 | Stainless Steel | 25 | SF | X | 0 | 0
| Remove existing metal flashing/miscellaneous |  |  |  | 0
B0227 | Copper | 25 | SF | X | 0 | 0
B0228 | Aluminum | 25 | SF | X | 0 | 0
B0229 | Aluminum/various colors | 25 | SF | X | 0 | 0
B0230 | Stainless Steel | 25 | SF | X | 0 | 0
B0231 | Compatible w/EPDM & CPE | 25 | SF | X | 0 | 0
| Remove existing pitch pocket and 'replace with new |  |  |  | 0
B0232 | Copper | 2 | SF | X | 0 | 0
B0233 | Aluminum | 2 | SF | X | 0 | 0
B0234 | Stainless steel | 2 | SF | X | 0 | 0
| Roof Drain Sumps |  |  |  | 0
B235 | Provide and Install TPA EPDM roof drain Sumps | 1 | EA | X | 0 | 0
B0236 | TPA EPDM roof drain sumps (removal only) | 2 | EA | X | 0 | 0
| Strainers |  |  |  | 0
B0237 | Metal Strainers | 10 | EA | X | 0 | 0
B0238 | PVC Strainers | 10 | EA | X | 0 | 0
B0239 | Metal Strainers | 10 | EA | X | 0 | 0
B0240 | PVC Strainers | 10 | EA | X | 0 | 0
| Remove existing metal scupper lining and replace with new metal scupper lining |  |  |  | 0
B0241 | Copper | 10 | EA | X | 0 | 0
B0242 | Stainless Steel | 10 | EA | X | 0 | 0
| Remove existing metal conductor heads and replace with new metal conductor heads |  |  |  | 0
B0243 | Copper | 10 | EA | X | 0 | 0
B0244 | Stainless Steel | 10 | EA | X | 0 | 0
| Install new metal splash pans |  |  |  | 0
B0245 | Copper | 10 | EA | X | 0 | 0
B0246 | Stainless Steel | 10 | EA | X | 0 | 0
| Remove existing expansion joints and replace bituminous base flashing, metal counterflashing and metal joint cover |  |  |  | 0
B0247 | Copper | 100 | SF | X | 0 | 0
B0248 | Aluminum | 100 | SF | X | 0 | 0
B0249 | Stainless Steel | 100 | SF | X | 0 | 0
| Vent Flashing |  |  |  | 0
B0250 | Remove existing pipe vent flashing and replace with new lead pipe vent flashing | 10 | EA | X | 0 | 0
B0251 | Remove existing metal vent collars and replace with new vent collars and accessories | 10 | EA | X | 0 | 0
| Caulking |  |  |  | 0
B0252 | Install caulking | 110 | LF | X | 0 | 0
B0253 | Remove existing caulking and replace with new sealant/caulking | 50 | LF | X | 0 | 0
| Reglet |  |  |  | 0
B0254 | Cut new Reglet In masonry | 50 | LF | X | 0 | 0
B0255 | Cut new Reglet In concrete | 50 | LF | X | 0 | 0
| Fascia Board |  |  |  | 0
B0256 | Remove existing fascia and replace with new fascia board | 100 | BF | X | 0 | 0
B0257 | Prime and paint fascia board | 100 | SF | X | 0 | 0
B0258 | Cover existing fascia board with aluminum coil stock (various colors) | 100 | SF | X | 0 | 0
B0259 | Reserved for MODs | 0 |  | X | 0 | 0
| Asbestos Abatement |  |  |  | 0
B0260 | Additional cost incurred for the removal and disposal of asbestos containing substances. Regular roofing only. | 200 | SF | X | 0 | 0
B0261 | Additional cost incurred for the removal and disposal of asbestos containing substance. (Flashings, Pitch pockets, etc.) | 200 | SF | X | 0 | 0
B0262 | Removal of lead based paint. 'Contractor removes loose paint from surface and disposes. | 200 | SF | X | 0 | 0
| Cleaning and Clearing |  |  |  | 0
B0263 | Clean and clear gutters and dispose of all debris from site. | 500 | LF | X | 0 | 0
B0264 | Clean and Clear down spouts and remove debris from site. | 250 | LF | X | 0 | 0
B0265 | Clean and clear roof drains | 10 | EA | X | 0 | 0
B0266 | Provide power washing. The Contractor shall Power Wash roof surfaces and clear drain baskets. (Does not include gutter or down spout cleaning.) | 5000 | SF | X | 0 | 0
| Additional Labor and Materials not accounted for in ELINs |  |  |  | 0
B0267 | Provide all materials and equipment to perform Unit Priced Labor work per the scope and delivery schedule specified in the order. Material costs shall BE NEGOTIATED BY KO. |  | LS | X | 0 | 0
B0268 | 1x | 2000 | HRS | X | 0 | 0
| Service calls |  |  |  | 0
B0269 | Perform Service calls at NSA-Mechanicsburg. The Contractor shall respond to service calls within 24 hours of service call request. The contractor shall make necessary repairs to roof or roof system. Service calls are limited to a combined labor and material cost not to exceed $2,500.00. (Used for leaks and other emergencies) | 20 | EA | X | 0 | 0
| Perform Roof Survey In accordance with Attachment-B |  |  |  | 0
B0270 | Perform Roof Survey / Assessment Per SF | 500000 | EA | X | 0 | 0
| Total Price for Mech OPTION YEAR 1 (IQ) (Sum of Exhibit Line Items B0137- B0270) |  |  |  |  | 0
| Total Combined Price for Mech and PHL OPTION YEAR 1 (IQ) (Sum of Exhibit Line Items B0001- B0270) |  |  |  |  | 0

## Option Year 2
Roofing Contract
Attachment J-0200000-05
Exhibit Line Item Numbers
Option Year 2
Solicitation/Contract No.: N40085-26-D-XXXX
Philadelphia Roofing Contract
ELIN Number | Supplies/Services | Est. Quantity | Unit |  | Unit Price | Total
ROOF DECKS
C0001 | Remove existing metal roof decks (ALL OR PARTIAL) and replace with new steel roof decking, shall include all closures and accessories. | 3 | SQ | X | 0 | 0
Remove existing wood roof deck and replace with new wood decking
C0002 | 1" nominal T & G (treated) | 40 | BF | X | 0 | 0
C0003 | 2" nominal T & G (treated) | 40 | BF | X | 0 | 0
C0004 | 3/4" plywood | 40 | SF | X | 0 | 0
C0005 | 1/2" plywood | 25 | SF | X | 0 | 0
| ROOF INSULATION |  |  |  | 0
| Remove and replace rigid roof insulation in conjunction with roofing systems specified herein. |  |  |  | 0
C0006 | Remove and replace polyisocyanurate tapered insulation panels | 10 | SQ | X | 0 | 0
C0007 | Remove and replace tapered roof insulation | 10 | SQ | X | 0 | 0
C0008 | Remove and replace vapor barrier in conjunction with built up roofing system | 10 | SQ | X | 0 | 0
C0009 | Remove and replace resin sized building paper (5 lb.) | 5 | SQ | X | 0 | 0
C0010 | Remove existing cants and replace with new fiberboard cants 4 x 4 | 30 | LF | X | 0 | 0
C0011 | Remove existing cants and replace with new treated wood cants 4 x 4 | 30 | LF | X | 0 | 0
C0012 | Remove existing Nailers and replace with new treated 2" x 6" wood | 100 | BF | X | 0 | 0
| SHINGLED ROOF SYSTEMS |  |  |  | 0
| Remove existing composition shingles and replace with new composition shingles, shall include starter |  |  |  | 0
C0013 | Twenty Five Year (3 tab ) | 10 | SQ | X | 0 | 0
C0014 | Thirty Year (architectural) | 6 | SQ | X | 0 | 0
C0015 | Forty Year (architectural) | 6 | SQ | X | 0 | 0
C0016 | Remove and dispose of existing composition shingles (all types)(where new shingles are not going to be installed) | 6 | SQ | X | 0 | 0
C0017 | Remove and dispose of existing slate shingles. | 6 | SQ | X | 0 | 0
C0018 | Remove and re-install existing slate shingles (All or Partial) | 2 | SQ | X | 0 | 0
C0019 | Install new slate shingles (Weathering green, Vermont)(All or Partial) | 3 | SQ | X | 0 | 0
C0020 | Install new slate shingles (Buckingham)(All or Partial) | 3 | SQ | X | 0 | 0
| Remove existing preformed metal (All or Partial) roofing and replace with new preformed metal roofing |  |  |  | 0
C0021 | Coated steel | 20 | SQ | X | 0 | 0
C0022 | Coated aluminum | 20 | SQ | X | 0 | 0
C0023 | Left Blank Intentionally
| Field paint roof mounted equipment |  |  |  | 0
C0024 | Up to 25 SF X in surface area X | 12 | SF | X | 0 | 0
C0025 | Over 25 SF X in surface area X | 12 | SF | X | 0 | 0
| BUILT UP ROOF |  |  |  | 0
| Remove existing roof system and replace with new aggregate surfaced BU roofing system |  |  |  | 0
C0026 | System GAA (Gravel) | 6 | SQ | X | 0 | 0
| Remove existing roof system and replace with new smooth surfaced BU roofing system. |  |  |  | 0
C0027 | System Gas | 6 | SQ | X | 0 | 0
| Remove existing roof system and replace with new single ply reinforced modified bitumen sheet roofing system |  |  |  | 0
C0028 | Torch Applied | 6 | SQ | X | 0 | 0
C0029 | Mop Applied | 6 | SQ | X | 0 | 0
C0030 | Remove existing base flashing and replace with new 2 ply glass felt base flashing | 50 | SF | X | 0 | 0
C0031 | Remove existing base flashing and replace with new 3-ply bituminous base flashing | 12 | SF | X | 0 | 0
C0032 | Remove existing base flashing and replace with new single ply reinforced modified, bitumen sheet roofing flashing modified. | 12 | SF | X | 0 | 0
C0033 | Remove and Dispose of Second layer | 10 | SQ | X | 0 | 0
C0034 | (1) Walkway/Asphalt Planks | 100 | SF | X | 0 | 0
| ROOF AND PARAPET WALL DAMPROOFING |  |  |  | 0
C0035 | Coat Existing BU Roof or Parapet Wall | 50 | SF | X | 0 | 0
| E.P.D.M. (RUBBER ROOF SYSTEM) (Install new E.P.D.M. Roof System over Existing Built-up Roof) |  |  |  | 0
C0036 | Ballasted System | 10 | SQ | X | 0 | 0
C0037 | Mechanically Fastened System | 10 | SQ | X | 0 | 0
C0038 | Full Adhered System | 10 | SQ | X | 0 | 0
| Remove existing roof system and replace with new E.P.D.M. roof system |  |  |  | 0
C0039 | Ballasted System | 10 | SQ | X | 0 | 0
C0040 | Mechanically Fastened System | 10 | SQ | X | 0 | 0
C0041 | Full Adhered System | 10 | SQ | X | 0 | 0
C0042 | Install new E.P.D.M. Wall/Curb Flashings | 50 | SF | X | 0 | 0
C0043 | Install Rubber Pipe Vents | 5 | EA | X | 0 | 0
C0044 | Install Termination Bars. Shall include caulking | 12 | LF | X | 0 | 0
C0045 | Install E.P.D.M Walk Pads | 5 | EA | X | 0 | 0
| Remove existing roof system and replace with new Thermoplastic alloy roof system (TPA) |  |  |  | 0
C0046 | Mechanically Fastened | 5 | SQ | X | 0 | 0
C0047 | Ballasted | 5 | SQ | X | 0 | 0
C0048 | Install new TPA wall/curb flashing | 25 | SF | X | 0 | 0
C0049 | Install new TPA pipe vent flashing | 5 | EA | X | 0 | 0
| Remove existing metal base flashing and replace with new metal base flashing |  |  |  | 0
C0050 | Copper | 25 | SF | X | 0 | 0
C0051 | Aluminum | 25 | SF | X | 0 | 0
C0052 | Aluminum/various colors | 25 | SF | X | 0 | 0
C0053 | Stainless Steel | 25 | SF | X | 0 | 0
| Remove existing and install new metal coping. Shall include caulking. |  |  |  | 0
C0054 | Copper | 25 | SF | X | 0 | 0
C0055 | Aluminum | 25 | SF | X | 0 | 0
C0056 | Aluminum/various colors | 25 | SF | X | 0 | 0
C0057 | Stainless Steel | 25 | SF | X | 0 | 0
| Remove metal drip edge and replace with new metal drip edge |  |  |  | 0
C0058 | Copper | 6 | LF | X | 0 | 0
C0059 | Aluminum | 6 | LF | X | 0 | 0
C0060 | Aluminum/various colors | 6 | LF | X | 0 | 0
C0061 | Stainless Steel | 6 | LF | X | 0 | 0
| METAL GUTTERS AND DOWNSPOUTS |  |  |  | 0
| Install Metal Gutters |  |  |  | 0
C0062 | Copper/5" ogee | 100 | LF | X | 0 | 0
C0063 | Copper/6" ogee | 100 | LF | X | 0 | 0
C0064 | Copper/6" half round | 100 | LF | X | 0 | 0
C0065 | Copper/6" box | 100 | LF | X | 0 | 0
C0066 | Copper/8" box | 100 | LF | X | 0 | 0
C0067 | Prefinished Alum/5" ogee | 100 | LF | X | 0 | 0
C0068 | Prefinished Alum/6" ogee | 100 | LF | X | 0 | 0
C0069 | Prefinished Alum/6" Box | 100 | LF | X | 0 | 0
C0070 | Prefinished Alum/8" Box | 100 | LF | X | 0 | 0
C0071 | Stainless steel/6" box | 100 | LF | X | 0 | 0
C0072 | Stainless steel/8" box | 100 | LF | X | 0 | 0
| Install Metal Downspouts |  |  |  | 0
C0073 | Copper 2" x 3" | 100 | LF | X | 0 | 0
C0074 | Copper 3" x 4" | 100 | LF | X | 0 | 0
C0075 | Copper/3" round | 100 | LF | X | 0 | 0
C0076 | Copper/4" round | 100 | LF | X | 0 | 0
C0077 | Copper/6" round | 100 | LF | X | 0 | 0
C0078 | Prefinished alum 2" x 3" | 100 | LF | X | 0 | 0
C0079 | Prefinished alum 3" x 4" | 100 | LF | X | 0 | 0
C0080 | Stainless Steel 3" x 4" | 100 | LF | X | 0 | 0
C0081 | Provide and place new concrete splash block | 5 | EA | X | 0 | 0
| (standard commercial size) |  |  |  | 0
| Gutters, Downspouts and Drains |  |  |  | 0
C0082 | Remove and dispose of existing gutters and/or downspouts | 100 | LF | X | 0 | 0
C0083 | Remove and reinstall existing gutters and/or downspouts. Reseal all joints | 100 | LF | X | 0 | 0
C0084 | Realign and resecure existing gutters and/or downspouts (Replace hangers, fasteners and straps) as needed. Reseal all joints. | 200 | LF | X | 0 | 0
C0085 | Resolder broken gutter joints | 3 | EA | X | 0 | 0
C0086 | Reseal, broken gutter joints | 3 | EA | X | 0 | 0
| Remove existing metal open valley flashing and replace with new metal valley flashing |  |  |  | 0
C0087 | Copper | 25 | SF | X | 0 | 0
C0088 | Aluminum | 25 | SF | X | 0 | 0
C0089 | Aluminum/various colors | 25 | SF | X | 0 | 0
C0090 | Stainless Steel | 25 | SF | X | 0 | 0
| Remove existing metal flashing/miscellaneous |  |  |  | 0
C0091 | Copper | 25 | SF | X | 0 | 0
C0092 | Aluminum | 25 | SF | X | 0 | 0
C0093 | Aluminum/various colors | 25 | SF | X | 0 | 0
C0094 | Stainless Steel | 25 | SF | X | 0 | 0
C0095 | Compatible w/EPDM & CPE | 25 | SF | X | 0 | 0
| Remove existing pitch pocket and 'replace with new |  |  |  | 0
C0096 | Copper | 2 | SF | X | 0 | 0
C0097 | Aluminum | 2 | SF | X | 0 | 0
C0098 | Stainless steel | 2 | SF | X | 0 | 0
| Roof Drain Sumps |  |  |  | 0
C099 | Provide and Install TPA EPDM roof drain Sumps | 1 | EA | X | 0 | 0
C100 | TPA EPDM roof drain sumps (removal only) | 2 | EA | X | 0 | 0
| Strainers |  |  |  | 0
C0101 | Metal Strainers | 10 | EA | X | 0 | 0
C0102 | PVC Strainers | 10 | EA | X | 0 | 0
C0103 | Metal Strainers | 10 | EA | X | 0 | 0
C0104 | PVC Strainers | 10 | EA | X | 0 | 0
| Remove existing metal scupper lining and replace with new metal scupper lining |  |  |  | 0
C0105 | Copper | 10 | EA | X | 0 | 0
C0106 | Stainless Steel | 10 | EA | X | 0 | 0
| Remove existing metal conductor heads and replace with new metal conductor heads |  |  |  | 0
C0107 | Copper | 10 | EA | X | 0 | 0
C0108 | Stainless Steel | 10 | EA | X | 0 | 0
| Install new metal splash pans |  |  |  | 0
C0109 | Copper | 10 | EA | X | 0 | 0
C0110 | Stainless Steel | 10 | EA | X | 0 | 0
| Remove existing expansion joints and replace bituminous base flashing, metal counterflashing and metal joint cover |  |  |  | 0
C0111 | Copper | 100 | SF | X | 0 | 0
C0112 | Aluminum | 100 | SF | X | 0 | 0
C0113 | Stainless Steel | 100 | SF | X | 0 | 0
| Vent Flashing |  |  |  | 0
C0114 | Remove existing pipe vent flashing and replace with new lead pipe vent flashing | 10 | EA | X | 0 | 0
C0115 | Remove existing metal vent collars and replace with new vent collars and accessories | 10 | EA | X | 0 | 0
| Caulking |  |  |  | 0
C0116 | Install caulking | 110 | LF | X | 0 | 0
C0117 | Remove existing caulking and replace with new sealant/caulking | 50 | LF | X | 0 | 0
| Reglet |  |  |  | 0
C0118 | Cut new Reglet In masonry | 50 | LF | X | 0 | 0
C0119 | Cut new Reglet In concrete | 50 | LF | X | 0 | 0
| Fascia Board |  |  |  | 0
C0120 | Remove existing fascia and replace with new fascia board | 100 | BF | X | 0 | 0
C0121 | Prime and paint fascia board | 100 | SF | X | 0 | 0
C0122 | Cover existing fascia board with aluminum coil stock (various colors) | 100 | SF | X | 0 | 0
C0123 | Reserved for MODs | 0 |  | X | 0 | 0
| Asbestos Abatement |  |  |  | 0
C0124 | Additional cost incurred for the removal and disposal of asbestos containing substances. Regular roofing only. | 200 | SF | X | 0 | 0
C0125 | Additional cost incurred for the removal and disposal of asbestos containing substance. (Flashings, Pitch pockets, etc.) | 200 | SF | X | 0 | 0
C0126 | Removal of lead based paint. 'Contractor removes loose paint from surface and disposes. | 200 | SF | X | 0 | 0
| Cleaning and Clearing |  |  |  | 0
C0127 | Clean and clear gutters and dispose of all debris from site. | 500 | LF | X | 0 | 0
C0128 | Clean and Clear down spouts and remove debris from site. | 250 | LF | X | 0 | 0
C0129 | Clean and clear roof drains | 10 | EA | X | 0 | 0
C0130 | Provide power washing. The Contractor shall Power Wash roof surfaces and clear drain baskets. (Does not include gutter or down spout cleaning.) | 5000 | SF | X | 0 | 0
| Additional Labor and Materials not accounted for in ELINs |  |  |  | 0
C0131 | Provide all materials and equipment to perform Unit Priced Labor work per the scope and delivery schedule specified in the order. Material costs shall BE NEGOTIATED BY KO. |  | LS | X | 0 | 0
C0132 | Provide labor to perform all Unit Priced Labor work per the scope and delivery schedule specified in the order. MUST BE NEGOTIATED BY KO. | 2000 | HRS | X | 0 | 0
| Service calls |  |  |  | 0
C0133 | Perform Service calls at PNYA and NSA-P. The Contractor shall respond to service calls within 24 hours of service call request. The contractor shall make necessary repairs to roof or roof system. Service calls are limited to a combined labor and material cost not to exceed $2,500.00. (Used for leaks and other emergencies) | 20 | EA | X | 0 | 0
| Perform Roof Survey In accordance with Attachment-B |  |  |  | 0
C0134 | Perform Roof Survey / Assessment Per SF | 500000 | EA | X | 0 | 0
| NON-PREPRICED LABOR, MATERIAL and COMMAND INTEREST WORK |  |  |  | 0
C0135 | Bldg. 1 NSAP Spring power washing, minor deficiency repairs, drain cleaning, and analysis report. 100,000 sq ft epoxy coated roofing system. (Ref Attachment E NWSS B1 NSAP.) | 1 | EV | X | 0 | 0
C0136 | Bldg. 1 NSAP Fall drain cleaning, Roof analysis and minor repairs. 100,000 sq ft epoxy coated roofing system. (Ref Attachment E NWSS B1 NSAP.) | 1 | EV | X | 0 | 0
| Total Price for PHL OPTION YEAR 2 (IQ) (Sum of Exhibit Line Items C0001- C0136) |  |  |  |  | 0
Mechanicsburg Roofing Contract
ELIN Number | Supplies/Services | Est. Quantity | Unit |  | Unit Price | Total
ROOF DECKS
C0137 | Remove existing metal roof decks (ALL OR PARTIAL) and replace with new steel roof decking, shall include all closures and accessories. | 3 | SQ | X | 0 | 0
| Remove existing wood roof deck and replace with new wood decking |  |  |  | 0
C0138 | 1" nominal T & G (treated) | 40 | BF | X | 0 | 0
C0139 | 2" nominal T & G (treated) | 40 | BF | X | 0 | 0
C0140 | 3/4" plywood | 40 | SF | X | 0 | 0
C0141 | 1/2" plywood | 25 | SF | X | 0 | 0
| ROOF INSULATION |  |  |  | 0
| Remove and replace rigid roof insulation in conjunction with roofing systems specified herein. |  |  |  | 0
C0142 | Remove and replace polyisocyanurate tapered insulation panels | 10 | SQ | X | 0 | 0
C0143 | Remove and replace tapered roof insulation | 10 | SQ | X | 0 | 0
C0144 | Remove and replace vapor barrier in conjunction with built up roofing system | 10 | SQ | X | 0 | 0
C0145 | Remove and replace resin sized building paper (5 lb.) | 5 | SQ | X | 0 | 0
C0146 | Remove existing cants and replace with new fiberboard cants 4 x 4 | 30 | LF | X | 0 | 0
C0147 | Remove existing cants and replace with new treated wood cants 4 x 4 | 30 | LF | X | 0 | 0
C0148 | Remove existing Nailers and replace with new treated 2" x 6" wood | 100 | BF | X | 0 | 0
| SHINGLED ROOF SYSTEMS |  |  |  | 0
| Remove existing composition shingles and replace with new composition shingles, shall include starter |  |  |  | 0
C0149 | Twenty Five Year (3 tab ) | 10 | SQ | X | 0 | 0
C0150 | Thirty Year (architectural) | 6 | SQ | X | 0 | 0
C0151 | Forty Year (architectural) | 6 | SQ | X | 0 | 0
C0152 | Remove and dispose of existing composition shingles (all types)(where new shingles are not going to be installed) | 6 | SQ | X | 0 | 0
C0153 | Remove and dispose of existing slate shingles. | 6 | SQ | X | 0 | 0
C0154 | Remove and re-install existing slate shingles (All or Partial) | 2 | SQ | X | 0 | 0
C0155 | Install new slate shingles (Weathering green, Vermont)(All or Partial) | 3 | SQ | X | 0 | 0
C0156 | Install new slate shingles (Buckingham)(All or Partial) | 3 | SQ | X | 0 | 0
| Remove existing preformed metal (All or Partial) roofing and replace with new preformed metal roofing |  |  |  | 0
C0157 | Coated steel | 20 | SQ | X | 0 | 0
C0158 | Coated aluminum | 20 | SQ | X | 0 | 0
C0159 | Left Blank Intentionally
| Field paint roof mounted equipment |  |  |  | 0
C0160 | Up to 25 SF X in surface area X | 12 | SF | X | 0 | 0
C0161 | Over 25 SF X in surface area X | 12 | SF | X | 0 | 0
| BUILT UP ROOF |  |  |  | 0
| Remove existing roof system and replace with new aggregate surfaced BU roofing system |  |  |  | 0
C0162 | System GAA (Gravel) | 6 | SQ | X | 0 | 0
| Remove existing roof system and replace with new smooth surfaced BU roofing system. |  |  |  | 0
C0163 | System Gas | 6 | SQ | X | 0 | 0
| Remove existing roof system and replace with new single ply reinforced modified bitumen sheet roofing system |  |  |  | 0
C0164 | Torch Applied | 6 | SQ | X | 0 | 0
C0165 | Mop Applied | 6 | SQ | X | 0 | 0
C0166 | Remove existing base flashing and replace with new 2 ply glass felt base flashing | 50 | SF | X | 0 | 0
C0167 | Remove existing base flashing and replace with new 3-ply bituminous base flashing | 12 | SF | X | 0 | 0
C0168 | Remove existing base flashing and replace with new single ply reinforced modified, bitumen sheet roofing flashing modified. | 12 | SF | X | 0 | 0
C0169 | Remove and Dispose of Second layer | 10 | SQ | X | 0 | 0
C0170 | (1) Walkway/Asphalt Planks | 100 | SF | X | 0 | 0
| ROOF AND PARAPET WALL DAMPROOFING |  |  |  | 0
C0171 | Coat Existing BU Roof or Parapet Wall | 50 | SF | X | 0 | 0
| E.P.D.M. (RUBBER ROOF SYSTEM) (Install new E.P.D.M. Roof System over Existing Built-up Roof) |  |  |  | 0
C0172 | Ballasted System | 10 | SQ | X | 0 | 0
C0173 | Mechanically Fastened System | 10 | SQ | X | 0 | 0
C0174 | Full Adhered System | 10 | SQ | X | 0 | 0
| Remove existing roof system and replace with new E.P.D.M. roof system |  |  |  | 0
C0175 | Ballasted System | 10 | SQ | X | 0 | 0
C0176 | Mechanically Fastened System | 10 | SQ | X | 0 | 0
C0177 | Full Adhered System | 10 | SQ | X | 0 | 0
C0178 | Install new E.P.D.M. Wall/Curb Flashings | 50 | SF | X | 0 | 0
C0179 | Install Rubber Pipe Vents | 5 | EA | X | 0 | 0
C0180 | Install Termination Bars. Shall include caulking | 12 | LF | X | 0 | 0
C0181 | Install E.P.D.M Walk Pads | 5 | EA | X | 0 | 0
| Remove existing roof system and replace with new Thermoplastic alloy roof system (TPA) |  |  |  | 0
C0182 | Mechanically Fastened | 5 | SQ | X | 0 | 0
C0183 | Ballasted | 5 | SQ | X | 0 | 0
C0184 | Install new TPA wall/curb flashing | 25 | SF | X | 0 | 0
C0185 | Install new TPA pipe vent flashing | 5 | EA | X | 0 | 0
| Remove existing metal base flashing and replace with new metal base flashing |  |  |  | 0
C0186 | Copper | 25 | SF | X | 0 | 0
C0187 | Aluminum | 25 | SF | X | 0 | 0
C0188 | Aluminum/various colors | 25 | SF | X | 0 | 0
C0189 | Stainless Steel | 25 | SF | X | 0 | 0
| Remove existing and install new metal coping. Shall include caulking. |  |  |  | 0
C0190 | Copper | 25 | SF | X | 0 | 0
C0191 | Aluminum | 25 | SF | X | 0 | 0
C0192 | Aluminum/various colors | 25 | SF | X | 0 | 0
C0193 | Stainless Steel | 25 | SF | X | 0 | 0
| Remove metal drip edge and replace with new metal drip edge |  |  |  | 0
C0194 | Copper | 6 | LF | X | 0 | 0
C0195 | Aluminum | 6 | LF | X | 0 | 0
C0196 | Aluminum/various colors | 6 | LF | X | 0 | 0
C0197 | Stainless Steel | 6 | LF | X | 0 | 0
| METAL GUTTERS AND DOWNSPOUTS |  |  |  | 0
| Install Metal Gutters |  |  |  | 0
C0198 | Copper/5" ogee | 100 | LF | X | 0 | 0
C0199 | Copper/6" ogee | 100 | LF | X | 0 | 0
C0200 | Copper/6" half round | 100 | LF | X | 0 | 0
C0201 | Copper/6" box | 100 | LF | X | 0 | 0
C0202 | Copper/8" box | 100 | LF | X | 0 | 0
C0203 | Prefinished Alum/5" ogee | 100 | LF | X | 0 | 0
C0204 | Prefinished Alum/6" ogee | 100 | LF | X | 0 | 0
C0205 | Prefinished Alum/6" Box | 100 | LF | X | 0 | 0
C0206 | Prefinished Alum/8" Box | 100 | LF | X | 0 | 0
C0207 | Stainless steel/6" box | 100 | LF | X | 0 | 0
C0208 | Stainless steel/8" box | 100 | LF | X | 0 | 0
| Install Metal Downspouts |  |  |  | 0
C0209 | Copper 2" x 3" | 100 | LF | X | 0 | 0
C0210 | Copper 3" x 4" | 100 | LF | X | 0 | 0
C0211 | Copper/3" round | 100 | LF | X | 0 | 0
C0212 | Copper/4" round | 100 | LF | X | 0 | 0
C0213 | Copper/6" round | 100 | LF | X | 0 | 0
C0214 | Prefinished alum 2" x 3" | 100 | LF | X | 0 | 0
C0215 | Prefinished alum 3" x 4" | 100 | LF | X | 0 | 0
C0216 | Stainless Steel 3" x 4" | 100 | LF | X | 0 | 0
C0217 | Provide and place new concrete splash block | 5 | EA | X | 0 | 0
| (standard commercial size) |  |  |  | 0
| Gutters, Downspouts and Drains |  |  |  | 0
C0218 | Remove and dispose of existing gutters and/or downspouts | 100 | LF | X | 0 | 0
C0219 | Remove and reinstall existing gutters and/or downspouts. Reseal all joints | 100 | LF | X | 0 | 0
C0220 | Realign and resecure existing gutters and/or downspouts (Replace hangers, fasteners and straps) as needed. Reseal all joints. | 200 | LF | X | 0 | 0
C0221 | Resolder broken gutter joints | 3 | EA | X | 0 | 0
C0222 | Reseal, broken gutter joints | 3 | EA | X | 0 | 0
| Remove existing metal open valley flashing and replace with new metal valley flashing |  |  |  | 0
C0223 | Copper | 25 | SF | X | 0 | 0
C0224 | Aluminum | 25 | SF | X | 0 | 0
C0225 | Aluminum/various colors | 25 | SF | X | 0 | 0
C0226 | Stainless Steel | 25 | SF | X | 0 | 0
| Remove existing metal flashing/miscellaneous |  |  |  | 0
C0227 | Copper | 25 | SF | X | 0 | 0
C0228 | Aluminum | 25 | SF | X | 0 | 0
C0229 | Aluminum/various colors | 25 | SF | X | 0 | 0
C0230 | Stainless Steel | 25 | SF | X | 0 | 0
C0231 | Compatible w/EPDM & CPE | 25 | SF | X | 0 | 0
| Remove existing pitch pocket and 'replace with new |  |  |  | 0
C0232 | Copper | 2 | SF | X | 0 | 0
C0233 | Aluminum | 2 | SF | X | 0 | 0
C0234 | Stainless steel | 2 | SF | X | 0 | 0
| Roof Drain Sumps |  |  |  | 0
C235 | Provide and Install TPA EPDM roof drain Sumps | 1 | EA | X | 0 | 0
C0236 | TPA EPDM roof drain sumps (removal only) | 2 | EA | X | 0 | 0
| Strainers |  |  |  | 0
C0237 | Metal Strainers | 10 | EA | X | 0 | 0
C0238 | PVC Strainers | 10 | EA | X | 0 | 0
C0239 | Metal Strainers | 10 | EA | X | 0 | 0
C0240 | PVC Strainers | 10 | EA | X | 0 | 0
| Remove existing metal scupper lining and replace with new metal scupper lining |  |  |  | 0
C0241 | Copper | 10 | EA | X | 0 | 0
C0242 | Stainless Steel | 10 | EA | X | 0 | 0
| Remove existing metal conductor heads and replace with new metal conductor heads |  |  |  | 0
C0243 | Copper | 10 | EA | X | 0 | 0
C0244 | Stainless Steel | 10 | EA | X | 0 | 0
| Install new metal splash pans |  |  |  | 0
C0245 | Copper | 10 | EA | X | 0 | 0
C0246 | Stainless Steel | 10 | EA | X | 0 | 0
| Remove existing expansion joints and replace bituminous base flashing, metal counterflashing and metal joint cover |  |  |  | 0
C0247 | Copper | 100 | SF | X | 0 | 0
C0248 | Aluminum | 100 | SF | X | 0 | 0
C0249 | Stainless Steel | 100 | SF | X | 0 | 0
| Vent Flashing |  |  |  | 0
C0250 | Remove existing pipe vent flashing and replace with new lead pipe vent flashing | 10 | EA | X | 0 | 0
C0251 | Remove existing metal vent collars and replace with new vent collars and accessories | 10 | EA | X | 0 | 0
| Caulking |  |  |  | 0
C0252 | Install caulking | 110 | LF | X | 0 | 0
C0253 | Remove existing caulking and replace with new sealant/caulking | 50 | LF | X | 0 | 0
| Reglet |  |  |  | 0
C0254 | Cut new Reglet In masonry | 50 | LF | X | 0 | 0
C0255 | Cut new Reglet In concrete | 50 | LF | X | 0 | 0
| Fascia Board |  |  |  | 0
C0256 | Remove existing fascia and replace with new fascia board | 100 | BF | X | 0 | 0
C0257 | Prime and paint fascia board | 100 | SF | X | 0 | 0
C0258 | Cover existing fascia board with aluminum coil stock (various colors) | 100 | SF | X | 0 | 0
C0259 | Reserved for MODs | 0 |  | X | 0 | 0
| Asbestos Abatement |  |  |  | 0
C0260 | Additional cost incurred for the removal and disposal of asbestos containing substances. Regular roofing only. | 200 | SF | X | 0 | 0
C0261 | Additional cost incurred for the removal and disposal of asbestos containing substance. (Flashings, Pitch pockets, etc.) | 200 | SF | X | 0 | 0
C0262 | Removal of lead based paint. 'Contractor removes loose paint from surface and disposes. | 200 | SF | X | 0 | 0
| Cleaning and Clearing |  |  |  | 0
C0263 | Clean and clear gutters and dispose of all debris from site. | 500 | LF | X | 0 | 0
C0264 | Clean and Clear down spouts and remove debris from site. | 250 | LF | X | 0 | 0
C0265 | Clean and clear roof drains | 10 | EA | X | 0 | 0
C0266 | Provide power washing. The Contractor shall Power Wash roof surfaces and clear drain baskets. (Does not include gutter or down spout cleaning.) | 5000 | SF | X | 0 | 0
| Additional Labor and Materials not accounted for in ELINs |  |  |  | 0
C0267 | Provide all materials and equipment to perform Unit Priced Labor work per the scope and delivery schedule specified in the order. Material costs shall BE NEGOTIATED BY KO. |  | LS | X | 0 | 0
C0268 | Provide labor to perform all Unit Priced Labor work per the scope and delivery schedule specified in the order. MUST BE NEGOTIATED BY KO. | 2000 | HRS | X | 0 | 0
| Service calls |  |  |  | 0
C0269 | Perform Service calls at NSA-Mechanicsburg. The Contractor shall respond to service calls within 24 hours of service call request. The contractor shall make necessary repairs to roof or roof system. Service calls are limited to a combined labor and material cost not to exceed $2,500.00. (Used for leaks and other emergencies) | 20 | EA | X | 0 | 0
| Perform Roof Survey In accordance with Attachment-B |  |  |  | 0
C0270 | Perform Roof Survey / Assessment Per SF | 500000 | EA | X | 0 | 0
| Total Price for Mech OPTION YEAR 2(IQ) (Sum of Exhibit Line Items C0137- C0270) |  |  |  |  | 0
| Total Combined Price for Mech and PHL OPTION YEAR 2 (IQ) (Sum of Exhibit Line Items C0001- C0270) |  |  |  |  | 0

## Option Year 3
Roofing Contract
Attachment J-0200000-05
Exhibit Line Item Numbers
Option Year 3
Solicitation/Contract No.: N40085-26-D-XXXX
Philadelphia Roofing Contract
ELIN Number | Supplies/Services | Est. Quantity | Unit |  | Unit Price | Total
ROOF DECKS
D0001 | Remove existing metal roof decks (ALL OR PARTIAL) and replace with new steel roof decking, shall include all closures and accessories. | 3 | SQ | X | 0 | 0
Remove existing wood roof deck and replace with new wood decking
D0002 | 1" nominal T & G (treated) | 40 | BF | X | 0 | 0
D0003 | 2" nominal T & G (treated) | 40 | BF | X | 0 | 0
D0004 | 3/4" plywood | 40 | SF | X | 0 | 0
D0005 | 1/2" plywood | 25 | SF | X | 0 | 0
| ROOF INSULATION |  |  |  | 0
| Remove and replace rigid roof insulation in conjunction with roofing systems specified herein. |  |  |  | 0
D0006 | Remove and replace polyisocyanurate tapered insulation panels | 10 | SQ | X | 0 | 0
D0007 | Remove and replace tapered roof insulation | 10 | SQ | X | 0 | 0
D0008 | Remove and replace vapor barrier in conjunction with built up roofing system | 10 | SQ | X | 0 | 0
D0009 | Remove and replace resin sized building paper (5 lb.) | 5 | SQ | X | 0 | 0
D0010 | Remove existing cants and replace with new fiberboard cants 4 x 4 | 30 | LF | X | 0 | 0
D0011 | Remove existing cants and replace with new treated wood cants 4 x 4 | 30 | LF | X | 0 | 0
D0012 | Remove existing Nailers and replace with new treated 2" x 6" wood | 100 | BF | X | 0 | 0
| SHINGLED ROOF SYSTEMS |  |  |  | 0
| Remove existing composition shingles and replace with new composition shingles, shall include starter |  |  |  | 0
D0013 | Twenty Five Year (3 tab ) | 10 | SQ | X | 0 | 0
D0014 | Thirty Year (architectural) | 6 | SQ | X | 0 | 0
D0015 | Forty Year (architectural) | 6 | SQ | X | 0 | 0
D0016 | Remove and dispose of existing composition shingles (all types)(where new shingles are not going to be installed) | 6 | SQ | X | 0 | 0
D0017 | Remove and dispose of existing slate shingles. | 6 | SQ | X | 0 | 0
D0018 | Remove and re-install existing slate shingles (All or Partial) | 2 | SQ | X | 0 | 0
D0019 | Install new slate shingles (Weathering green, Vermont)(All or Partial) | 3 | SQ | X | 0 | 0
D0020 | Install new slate shingles (Buckingham)(All or Partial) | 3 | SQ | X | 0 | 0
| Remove existing preformed metal (All or Partial) roofing and replace with new preformed metal roofing |  |  |  | 0
D0021 | Coated steel | 20 | SQ | X | 0 | 0
D0022 | Coated aluminum | 20 | SQ | X | 0 | 0
D0023
| Field paint roof mounted equipment |  |  |  | 0
D0024 | Up to 25 SF X in surface area X | 12 | SF | X | 0 | 0
D0025 | Over 25 SF X in surface area X | 12 | SF | X | 0 | 0
| BUILT UP ROOF |  |  |  | 0
| Remove existing roof system and replace with new aggregate surfaced BU roofing system |  |  |  | 0
D0026 | System GAA (Gravel) | 6 | SQ | X | 0 | 0
| Remove existing roof system and replace with new smooth surfaced BU roofing system. |  |  |  | 0
D0027 | System Gas | 6 | SQ | X | 0 | 0
| Remove existing roof system and replace with new single ply reinforced modified bitumen sheet roofing system |  |  |  | 0
D0028 | Torch Applied | 6 | SQ | X | 0 | 0
D0029 | Mop Applied | 6 | SQ | X | 0 | 0
D0030 | Remove existing base flashing and replace with new 2 ply glass felt base flashing | 50 | SF | X | 0 | 0
D0031 | Remove existing base flashing and replace with new 3-ply bituminous base flashing | 12 | SF | X | 0 | 0
D0032 | Remove existing base flashing and replace with new single ply reinforced modified, bitumen sheet roofing flashing modified. | 12 | SF | X | 0 | 0
D0033 | Remove and Dispose of Second layer | 10 | SQ | X | 0 | 0
D0034 | (1) Walkway/Asphalt Planks | 100 | SF | X | 0 | 0
| ROOF AND PARAPET WALL DAMPROOFING |  |  |  | 0
D0035 | Coat Existing BU Roof or Parapet Wall | 50 | SF | X | 0 | 0
| E.P.D.M. (RUBBER ROOF SYSTEM) (Install new E.P.D.M. Roof System over Existing Built-up Roof) |  |  |  | 0
D0036 | Ballasted System | 10 | SQ | X | 0 | 0
D0037 | Mechanically Fastened System | 10 | SQ | X | 0 | 0
D0038 | Full Adhered System | 10 | SQ | X | 0 | 0
| Remove existing roof system and replace with new E.P.D.M. roof system |  |  |  | 0
D0039 | Ballasted System | 10 | SQ | X | 0 | 0
D0040 | Mechanically Fastened System | 10 | SQ | X | 0 | 0
D0041 | Full Adhered System | 10 | SQ | X | 0 | 0
D0042 | Install new E.P.D.M. Wall/Curb Flashings | 50 | SF | X | 0 | 0
D0043 | Install Rubber Pipe Vents | 5 | EA | X | 0 | 0
D0044 | Install Termination Bars. Shall include caulking | 12 | LF | X | 0 | 0
D0045 | Install E.P.D.M Walk Pads | 5 | EA | X | 0 | 0
| Remove existing roof system and replace with new Thermoplastic alloy roof system (TPA) |  |  |  | 0
D0046 | Mechanically Fastened | 5 | SQ | X | 0 | 0
D0047 | Ballasted | 5 | SQ | X | 0 | 0
D0048 | Install new TPA wall/curb flashing | 25 | SF | X | 0 | 0
D0049 | Install new TPA pipe vent flashing | 5 | EA | X | 0 | 0
| Remove existing metal base flashing and replace with new metal base flashing |  |  |  | 0
D0050 | Copper | 25 | SF | X | 0 | 0
D0051 | Aluminum | 25 | SF | X | 0 | 0
D0052 | Aluminum/various colors | 25 | SF | X | 0 | 0
D0053 | Stainless Steel | 25 | SF | X | 0 | 0
| Remove existing and install new metal coping. Shall include caulking. |  |  |  | 0
D0054 | Copper | 25 | SF | X | 0 | 0
D0055 | Aluminum | 25 | SF | X | 0 | 0
D0056 | Aluminum/various colors | 25 | SF | X | 0 | 0
D0057 | Stainless Steel | 25 | SF | X | 0 | 0
| Remove metal drip edge and replace with new metal drip edge |  |  |  | 0
D0058 | Copper | 6 | LF | X | 0 | 0
D0059 | Aluminum | 6 | LF | X | 0 | 0
D0060 | Aluminum/various colors | 6 | LF | X | 0 | 0
D0061 | Stainless Steel | 6 | LF | X | 0 | 0
| METAL GUTTERS AND DOWNSPOUTS |  |  |  | 0
| Install Metal Gutters |  |  |  | 0
D0062 | Copper/5" ogee | 100 | LF | X | 0 | 0
D0063 | Copper/6" ogee | 100 | LF | X | 0 | 0
D0064 | Copper/6" half round | 100 | LF | X | 0 | 0
D0065 | Copper/6" box | 100 | LF | X | 0 | 0
D0066 | Copper/8" box | 100 | LF | X | 0 | 0
D0067 | Prefinished Alum/5" ogee | 100 | LF | X | 0 | 0
D0068 | Prefinished Alum/6" ogee | 100 | LF | X | 0 | 0
D0069 | Prefinished Alum/6" Box | 100 | LF | X | 0 | 0
D0070 | Prefinished Alum/8" Box | 100 | LF | X | 0 | 0
D0071 | Stainless steel/6" box | 100 | LF | X | 0 | 0
D0072 | Stainless steel/8" box | 100 | LF | X | 0 | 0
| Install Metal Downspouts |  |  |  | 0
D0073 | Copper 2" x 3" | 100 | LF | X | 0 | 0
D0074 | Copper 3" x 4" | 100 | LF | X | 0 | 0
D0075 | Copper/3" round | 100 | LF | X | 0 | 0
D0076 | Copper/4" round | 100 | LF | X | 0 | 0
D0077 | Copper/6" round | 100 | LF | X | 0 | 0
D0078 | Prefinished alum 2" x 3" | 100 | LF | X | 0 | 0
D0079 | Prefinished alum 3" x 4" | 100 | LF | X | 0 | 0
D0080 | Stainless Steel 3" x 4" | 100 | LF | X | 0 | 0
D0081 | Provide and place new concrete splash block | 5 | EA | X | 0 | 0
| (standard commercial size) |  |  |  | 0
| Gutters, Downspouts and Drains |  |  |  | 0
D0082 | Remove and dispose of existing gutters and/or downspouts | 100 | LF | X | 0 | 0
D0083 | Remove and reinstall existing gutters and/or downspouts. Reseal all joints | 100 | LF | X | 0 | 0
D0084 | Realign and resecure existing gutters and/or downspouts (Replace hangers, fasteners and straps) as needed. Reseal all joints. | 200 | LF | X | 0 | 0
D0085 | Resolder broken gutter joints | 3 | EA | X | 0 | 0
D0086 | Reseal, broken gutter joints | 3 | EA | X | 0 | 0
| Remove existing metal open valley flashing and replace with new metal valley flashing |  |  |  | 0
D0087 | Copper | 25 | SF | X | 0 | 0
D0088 | Aluminum | 25 | SF | X | 0 | 0
D0089 | Aluminum/various colors | 25 | SF | X | 0 | 0
D0090 | Stainless Steel | 25 | SF | X | 0 | 0
| Remove existing metal flashing/miscellaneous |  |  |  | 0
D0091 | Copper | 25 | SF | X | 0 | 0
D0092 | Aluminum | 25 | SF | X | 0 | 0
D0093 | Aluminum/various colors | 25 | SF | X | 0 | 0
D0094 | Stainless Steel | 25 | SF | X | 0 | 0
D0095 | Compatible w/EPDM & CPE | 25 | SF | X | 0 | 0
| Remove existing pitch pocket and 'replace with new |  |  |  | 0
D0096 | Copper | 2 | SF | X | 0 | 0
D0097 | Aluminum | 2 | SF | X | 0 | 0
D0098 | Stainless steel | 2 | SF | X | 0 | 0
| Roof Drain Sumps |  |  |  | 0
D099 | Provide and Install TPA EPDM roof drain Sumps | 1 | EA | X | 0 | 0
D100 | TPA EPDM roof drain sumps (removal only) | 2 | EA | X | 0 | 0
| Strainers |  |  |  | 0
D0101 | Metal Strainers | 10 | EA | X | 0 | 0
D0102 | PVC Strainers | 10 | EA | X | 0 | 0
D0103 | Metal Strainers | 10 | EA | X | 0 | 0
D0104 | PVC Strainers | 10 | EA | X | 0 | 0
| Remove existing metal scupper lining and replace with new metal scupper lining |  |  |  | 0
D0105 | Copper | 10 | EA | X | 0 | 0
D0106 | Stainless Steel | 10 | EA | X | 0 | 0
| Remove existing metal conductor heads and replace with new metal conductor heads |  |  |  | 0
D0107 | Copper | 10 | EA | X | 0 | 0
D0108 | Stainless Steel | 10 | EA | X | 0 | 0
| Install new metal splash pans |  |  |  | 0
D0109 | Copper | 10 | EA | X | 0 | 0
D0110 | Stainless Steel | 10 | EA | X | 0 | 0
| Remove existing expansion joints and replace bituminous base flashing, metal counterflashing and metal joint cover |  |  |  | 0
D0111 | Copper | 100 | SF | X | 0 | 0
D0112 | Aluminum | 100 | SF | X | 0 | 0
D0113 | Stainless Steel | 100 | SF | X | 0 | 0
| Vent Flashing |  |  |  | 0
D0114 | Remove existing pipe vent flashing and replace with new lead pipe vent flashing | 10 | EA | X | 0 | 0
D0115 | Remove existing metal vent collars and replace with new vent collars and accessories | 10 | EA | X | 0 | 0
| Caulking |  |  |  | 0
D0116 | Install caulking | 110 | LF | X | 0 | 0
D0117 | Remove existing caulking and replace with new sealant/caulking | 50 | LF | X | 0 | 0
| Reglet |  |  |  | 0
D0118 | Cut new Reglet In masonry | 50 | LF | X | 0 | 0
D0119 | Cut new Reglet In concrete | 50 | LF | X | 0 | 0
| Fascia Board |  |  |  | 0
D0120 | Remove existing fascia and replace with new fascia board | 100 | BF | X | 0 | 0
D0121 | Prime and paint fascia board | 100 | SF | X | 0 | 0
D0122 | Cover existing fascia board with aluminum coil stock (various colors) | 100 | SF | X | 0 | 0
D0123 | Reserved for MODs | 0 |  | X | 0 | 0
| Asbestos Abatement |  |  |  | 0
D0124 | Additional cost incurred for the removal and disposal of asbestos containing substances. Regular roofing only. | 200 | SF | X | 0 | 0
D0125 | Additional cost incurred for the removal and disposal of asbestos containing substance. (Flashings, Pitch pockets, etc.) | 200 | SF | X | 0 | 0
D0126 | Removal of lead based paint. 'Contractor removes loose paint from surface and disposes. | 200 | SF | X | 0 | 0
| Cleaning and Clearing |  |  |  | 0
D0127 | Clean and clear gutters and dispose of all debris from site. | 500 | LF | X | 0 | 0
D0128 | Clean and Clear down spouts and remove debris from site. | 250 | LF | X | 0 | 0
D0129 | Clean and clear roof drains | 10 | EA | X | 0 | 0
D0130 | Provide power washing. The Contractor shall Power Wash roof surfaces and clear drain baskets. (Does not include gutter or down spout cleaning.) | 5000 | SF | X | 0 | 0
| Additional Labor and Materials not accounted for in ELINs |  |  |  | 0
D0131 | Provide all materials and equipment to perform Unit Priced Labor work per the scope and delivery schedule specified in the order. Material costs shall BE NEGOTIATED BY KO. |  | LS | X | 0 | 0
D0132 | Provide labor to perform all Unit Priced Labor work per the scope and delivery schedule specified in the order. MUST BE NEGOTIATED BY KO. | 2000 | HRS | X | 0 | 0
| Service calls |  |  |  | 0
D0133 | Perform Service calls at PNYA and NSA-P. The Contractor shall respond to service calls within 24 hours of service call request. The contractor shall make necessary repairs to roof or roof system. Service calls are limited to a combined labor and material cost not to exceed $2,500.00. (Used for leaks and other emergencies) | 20 | EA | X | 0 | 0
| Perform Roof Survey In accordance with Attachment-B |  |  |  | 0
D0134 | Perform Roof Survey / Assessment Per SF | 500000 | EA | X | 0 | 0
| NON-PREPRICED LABOR, MATERIAL and COMMAND INTEREST WORK |  |  |  | 0
D0135 | Bldg. 1 NSAP Spring power washing, minor deficiency repairs, drain cleaning, and analysis report. 100,000 sq ft epoxy coated roofing system. (Ref Attachment E NWSS B1 NSAP.) | 1 | EV | X | 0 | 0
D0136 | Bldg. 1 NSAP Fall drain cleaning, Roof analysis and minor repairs. 100,000 sq ft epoxy coated roofing system. (Ref Attachment E NWSS B1 NSAP.) | 1 | EV | X | 0 | 0
| Total Price for PHL OPTION YEAR 3 (IQ) (Sum of Exhibit Line Items D0001- D0136) |  |  |  |  | 0
Mechanicsburg Roofing Contract
ELIN Number | Supplies/Services | Est. Quantity | Unit |  | Unit Price | Total
ROOF DECKS
D0137 | Remove existing metal roof decks (ALL OR PARTIAL) and replace with new steel roof decking, shall include all closures and accessories. | 3 | SQ | X | 0 | 0
Remove existing wood roof deck and replace with new wood decking
D0138 | 1" nominal T & G (treated) | 40 | BF | X | 0 | 0
D0139 | 2" nominal T & G (treated) | 40 | BF | X | 0 | 0
D0140 | 3/4" plywood | 40 | SF | X | 0 | 0
D0141 | 1/2" plywood | 25 | SF | X | 0 | 0
| ROOF INSULATION |  |  |  | 0
| Remove and replace rigid roof insulation in conjunction with roofing systems specified herein. |  |  |  | 0
D0142 | Remove and replace polyisocyanurate tapered insulation panels | 10 | SQ | X | 0 | 0
D0143 | Remove and replace tapered roof insulation | 10 | SQ | X | 0 | 0
D0144 | Remove and replace vapor barrier in conjunction with built up roofing system | 10 | SQ | X | 0 | 0
D0145 | Remove and replace resin sized building paper (5 lb.) | 5 | SQ | X | 0 | 0
D0146 | Remove existing cants and replace with new fiberboard cants 4 x 4 | 30 | LF | X | 0 | 0
D0147 | Remove existing cants and replace with new treated wood cants 4 x 4 | 30 | LF | X | 0 | 0
D0148 | Remove existing Nailers and replace with new treated 2" x 6" wood | 100 | BF | X | 0 | 0
| SHINGLED ROOF SYSTEMS |  |  |  | 0
| Remove existing composition shingles and replace with new composition shingles, shall include starter |  |  |  | 0
D0149 | Twenty Five Year (3 tab ) | 10 | SQ | X | 0 | 0
D0150 | Thirty Year (architectural) | 6 | SQ | X | 0 | 0
D0151 | Forty Year (architectural) | 6 | SQ | X | 0 | 0
D0152 | Remove and dispose of existing composition shingles (all types)(where new shingles are not going to be installed) | 6 | SQ | X | 0 | 0
D0153 | Remove and dispose of existing slate shingles. | 6 | SQ | X | 0 | 0
D0154 | Remove and re-install existing slate shingles (All or Partial) | 2 | SQ | X | 0 | 0
D0155 | Install new slate shingles (Weathering green, Vermont)(All or Partial) | 3 | SQ | X | 0 | 0
D0156 | Install new slate shingles (Buckingham)(All or Partial) | 3 | SQ | X | 0 | 0
| Remove existing preformed metal (All or Partial) roofing and replace with new preformed metal roofing |  |  |  | 0
D0157 | Coated steel | 20 | SQ | X | 0 | 0
D0158 | Coated aluminum | 20 | SQ | X | 0 | 0
D0159 | Left Blank Intentionally
| Field paint roof mounted equipment |  |  |  | 0
D0160 | Up to 25 SF X in surface area X | 12 | SF | X | 0 | 0
D0161 | Over 25 SF X in surface area X | 12 | SF | X | 0 | 0
| BUILT UP ROOF |  |  |  | 0
| Remove existing roof system and replace with new aggregate surfaced BU roofing system |  |  |  | 0
D0162 | System GAA (Gravel) | 6 | SQ | X | 0 | 0
| Remove existing roof system and replace with new smooth surfaced BU roofing system. |  |  |  | 0
D0163 | System Gas | 6 | SQ | X | 0 | 0
| Remove existing roof system and replace with new single ply reinforced modified bitumen sheet roofing system |  |  |  | 0
D0164 | Torch Applied | 6 | SQ | X | 0 | 0
D0165 | Mop Applied | 6 | SQ | X | 0 | 0
D0166 | Remove existing base flashing and replace with new 2 ply glass felt base flashing | 50 | SF | X | 0 | 0
D0167 | Remove existing base flashing and replace with new 3-ply bituminous base flashing | 12 | SF | X | 0 | 0
D0168 | Remove existing base flashing and replace with new single ply reinforced modified, bitumen sheet roofing flashing modified. | 12 | SF | X | 0 | 0
D0169 | Remove and Dispose of Second layer | 10 | SQ | X | 0 | 0
D0170 | (1) Walkway/Asphalt Planks | 100 | SF | X | 0 | 0
| ROOF AND PARAPET WALL DAMPROOFING |  |  |  | 0
D0171 | Coat Existing BU Roof or Parapet Wall | 50 | SF | X | 0 | 0
| E.P.D.M. (RUBBER ROOF SYSTEM) (Install new E.P.D.M. Roof System over Existing Built-up Roof) |  |  |  | 0
D0172 | Ballasted System | 10 | SQ | X | 0 | 0
D0173 | Mechanically Fastened System | 10 | SQ | X | 0 | 0
D0174 | Full Adhered System | 10 | SQ | X | 0 | 0
| Remove existing roof system and replace with new E.P.D.M. roof system |  |  |  | 0
D0175 | Ballasted System | 10 | SQ | X | 0 | 0
D0176 | Mechanically Fastened System | 10 | SQ | X | 0 | 0
D0177 | Full Adhered System | 10 | SQ | X | 0 | 0
D0178 | Install new E.P.D.M. Wall/Curb Flashings | 50 | SF | X | 0 | 0
D0179 | Install Rubber Pipe Vents | 5 | EA | X | 0 | 0
D0180 | Install Termination Bars. Shall include caulking | 12 | LF | X | 0 | 0
D0181 | Install E.P.D.M Walk Pads | 5 | EA | X | 0 | 0
| Remove existing roof system and replace with new Thermoplastic alloy roof system (TPA) |  |  |  | 0
D0182 | Mechanically Fastened | 5 | SQ | X | 0 | 0
D0183 | Ballasted | 5 | SQ | X | 0 | 0
D0184 | Install new TPA wall/curb flashing | 25 | SF | X | 0 | 0
D0185 | Install new TPA pipe vent flashing | 5 | EA | X | 0 | 0
| Remove existing metal base flashing and replace with new metal base flashing |  |  |  | 0
D0186 | Copper | 25 | SF | X | 0 | 0
D0187 | Aluminum | 25 | SF | X | 0 | 0
D0188 | Aluminum/various colors | 25 | SF | X | 0 | 0
D0189 | Stainless Steel | 25 | SF | X | 0 | 0
| Remove existing and install new metal coping. Shall include caulking. |  |  |  | 0
D0190 | Copper | 25 | SF | X | 0 | 0
D0191 | Aluminum | 25 | SF | X | 0 | 0
D0192 | Aluminum/various colors | 25 | SF | X | 0 | 0
D0193 | Stainless Steel | 25 | SF | X | 0 | 0
| Remove metal drip edge and replace with new metal drip edge |  |  |  | 0
D0194 | Copper | 6 | LF | X | 0 | 0
D0195 | Aluminum | 6 | LF | X | 0 | 0
D0196 | Aluminum/various colors | 6 | LF | X | 0 | 0
D0197 | Stainless Steel | 6 | LF | X | 0 | 0
| METAL GUTTERS AND DOWNSPOUTS |  |  |  | 0
| Install Metal Gutters |  |  |  | 0
D0198 | Copper/5" ogee | 100 | LF | X | 0 | 0
D0199 | Copper/6" ogee | 100 | LF | X | 0 | 0
D0200 | Copper/6" half round | 100 | LF | X | 0 | 0
D0201 | Copper/6" box | 100 | LF | X | 0 | 0
D0202 | Copper/8" box | 100 | LF | X | 0 | 0
D0203 | Prefinished Alum/5" ogee | 100 | LF | X | 0 | 0
D0204 | Prefinished Alum/6" ogee | 100 | LF | X | 0 | 0
D0205 | Prefinished Alum/6" Box | 100 | LF | X | 0 | 0
D0206 | Prefinished Alum/8" Box | 100 | LF | X | 0 | 0
D0207 | Stainless steel/6" box | 100 | LF | X | 0 | 0
D0208 | Stainless steel/8" box | 100 | LF | X | 0 | 0
| Install Metal Downspouts |  |  |  | 0
D0209 | Copper 2" x 3" | 100 | LF | X | 0 | 0
D0210 | Copper 3" x 4" | 100 | LF | X | 0 | 0
D0211 | Copper/3" round | 100 | LF | X | 0 | 0
D0212 | Copper/4" round | 100 | LF | X | 0 | 0
D0213 | Copper/6" round | 100 | LF | X | 0 | 0
D0214 | Prefinished alum 2" x 3" | 100 | LF | X | 0 | 0
D0215 | Prefinished alum 3" x 4" | 100 | LF | X | 0 | 0
D0216 | Stainless Steel 3" x 4" | 100 | LF | X | 0 | 0
D0217 | Provide and place new concrete splash block | 5 | EA | X | 0 | 0
| (standard commercial size) |  |  |  | 0
| Gutters, Downspouts and Drains |  |  |  | 0
D0218 | Remove and dispose of existing gutters and/or downspouts | 100 | LF | X | 0 | 0
D0219 | Remove and reinstall existing gutters and/or downspouts. Reseal all joints | 100 | LF | X | 0 | 0
D0220 | Realign and resecure existing gutters and/or downspouts (Replace hangers, fasteners and straps) as needed. Reseal all joints. | 200 | LF | X | 0 | 0
D0221 | Resolder broken gutter joints | 3 | EA | X | 0 | 0
D0222 | Reseal, broken gutter joints | 3 | EA | X | 0 | 0
| Remove existing metal open valley flashing and replace with new metal valley flashing |  |  |  | 0
D0223 | Copper | 25 | SF | X | 0 | 0
D0224 | Aluminum | 25 | SF | X | 0 | 0
D0225 | Aluminum/various colors | 25 | SF | X | 0 | 0
D0226 | Stainless Steel | 25 | SF | X | 0 | 0
| Remove existing metal flashing/miscellaneous |  |  |  | 0
D0227 | Copper | 25 | SF | X | 0 | 0
D0228 | Aluminum | 25 | SF | X | 0 | 0
D0229 | Aluminum/various colors | 25 | SF | X | 0 | 0
D0230 | Stainless Steel | 25 | SF | X | 0 | 0
D0231 | Compatible w/EPDM & CPE | 25 | SF | X | 0 | 0
| Remove existing pitch pocket and 'replace with new |  |  |  | 0
D0232 | Copper | 2 | SF | X | 0 | 0
D0233 | Aluminum | 2 | SF | X | 0 | 0
D0234 | Stainless steel | 2 | SF | X | 0 | 0
| Roof Drain Sumps |  |  |  | 0
D235 | Provide and Install TPA EPDM roof drain Sumps | 1 | EA | X | 0 | 0
D0236 | TPA EPDM roof drain sumps (removal only) | 2 | EA | X | 0 | 0
| Strainers |  |  |  | 0
D0237 | Metal Strainers | 10 | EA | X | 0 | 0
D0238 | PVC Strainers | 10 | EA | X | 0 | 0
D0239 | Metal Strainers | 10 | EA | X | 0 | 0
D0240 | PVC Strainers | 10 | EA | X | 0 | 0
| Remove existing metal scupper lining and replace with new metal scupper lining |  |  |  | 0
D0241 | Copper | 10 | EA | X | 0 | 0
D0242 | Stainless Steel | 10 | EA | X | 0 | 0
| Remove existing metal conductor heads and replace with new metal conductor heads |  |  |  | 0
D0243 | Copper | 10 | EA | X | 0 | 0
D0244 | Stainless Steel | 10 | EA | X | 0 | 0
| Install new metal splash pans |  |  |  | 0
D0245 | Copper | 10 | EA | X | 0 | 0
D0246 | Stainless Steel | 10 | EA | X | 0 | 0
| Remove existing expansion joints and replace bituminous base flashing, metal counterflashing and metal joint cover |  |  |  | 0
D0247 | Copper | 100 | SF | X | 0 | 0
D0248 | Aluminum | 100 | SF | X | 0 | 0
D0249 | Stainless Steel | 100 | SF | X | 0 | 0
| Vent Flashing |  |  |  | 0
D0250 | Remove existing pipe vent flashing and replace with new lead pipe vent flashing | 10 | EA | X | 0 | 0
D0251 | Remove existing metal vent collars and replace with new vent collars and accessories | 10 | EA | X | 0 | 0
| Caulking |  |  |  | 0
D0252 | Install caulking | 110 | LF | X | 0 | 0
D0253 | Remove existing caulking and replace with new sealant/caulking | 50 | LF | X | 0 | 0
| Reglet |  |  |  | 0
D0254 | Cut new Reglet In masonry | 50 | LF | X | 0 | 0
D0255 | Cut new Reglet In concrete | 50 | LF | X | 0 | 0
| Fascia Board |  |  |  | 0
D0256 | Remove existing fascia and replace with new fascia board | 100 | BF | X | 0 | 0
D0257 | Prime and paint fascia board | 100 | SF | X | 0 | 0
D0258 | Cover existing fascia board with aluminum coil stock (various colors) | 100 | SF | X | 0 | 0
D0259 | Reserved for MODs | 0 |  | X | 0 | 0
| Asbestos Abatement |  |  |  | 0
D0260 | Additional cost incurred for the removal and disposal of asbestos containing substances. Regular roofing only. | 200 | SF | X | 0 | 0
D0261 | Additional cost incurred for the removal and disposal of asbestos containing substance. (Flashings, Pitch pockets, etc.) | 200 | SF | X | 0 | 0
D0262 | Removal of lead based paint. 'Contractor removes loose paint from surface and disposes. | 200 | SF | X | 0 | 0
| Cleaning and Clearing |  |  |  | 0
D0263 | Clean and clear gutters and dispose of all debris from site. | 500 | LF | X | 0 | 0
D0264 | Clean and Clear down spouts and remove debris from site. | 250 | LF | X | 0 | 0
D0265 | Clean and clear roof drains | 10 | EA | X | 0 | 0
D0266 | Provide power washing. The Contractor shall Power Wash roof surfaces and clear drain baskets. (Does not include gutter or down spout cleaning.) | 5000 | SF | X | 0 | 0
| Additional Labor and Materials not accounted for in ELINs |  |  |  | 0
D0267 | Provide all materials and equipment to perform Unit Priced Labor work per the scope and delivery schedule specified in the order. Material costs shall BE NEGOTIATED BY KO. |  | LS | X | 0 | 0
D0268 | Provide labor to perform all Unit Priced Labor work per the scope and delivery schedule specified in the order. MUST BE NEGOTIATED BY KO. | 2000 | HRS | X | 0 | 0
| Service calls |  |  |  | 0
D0269 | Perform Service calls at NSA-Mechanicsburg. The Contractor shall respond to service calls within 24 hours of service call request. The contractor shall make necessary repairs to roof or roof system. Service calls are limited to a combined labor and material cost not to exceed $2,500.00. (Used for leaks and other emergencies) | 20 | EA | X | 0 | 0
| Perform Roof Survey In accordance with Attachment-B |  |  |  | 0
D0270 | Perform Roof Survey / Assessment Per SF | 500000 | EA | X | 0 | 0
| Total Price for Mech OPTION YEAR 3(IQ) (Sum of Exhibit Line Items D0137- D0270) |  |  |  |  | 0
| Total Combined Price for Mech and PHL OPTION YEAR 3 (IQ) (Sum of Exhibit Line Items D0001- D0270) |  |  |  |  | 0

## Option Year 4
Roofing Contract
Attachment J-0200000-05
Exhibit Line Item Numbers
Option Year 4
Solicitation/Contract No.: N40085-26-D-XXXX
Philadelphia Roofing Contract
ELIN Number | Supplies/Services | Est. Quantity | Unit |  | Unit Price | Total
ROOF DECKS
E0001 | Remove existing metal roof decks (ALL OR PARTIAL) and replace with new steel roof decking, shall include all closures and accessories. | 3 | SQ | X | 0 | 0
Remove existing wood roof deck and replace with new wood decking
E0002 | 1" nominal T & G (treated) | 40 | BF | X | 0 | 0
E0003 | 2" nominal T & G (treated) | 40 | BF | X | 0 | 0
E0004 | 3/4" plywood | 40 | SF | X | 0 | 0
E0005 | 1/2" plywood | 25 | SF | X | 0 | 0
| ROOF INSULATION |  |  |  | 0
| Remove and replace rigid roof insulation in conjunction with roofing systems specified herein. |  |  |  | 0
E0006 | Remove and replace polyisocyanurate tapered insulation panels | 10 | SQ | X | 0 | 0
E0007 | Remove and replace tapered roof insulation | 10 | SQ | X | 0 | 0
E0008 | Remove and replace vapor barrier in conjunction with built up roofing system | 10 | SQ | X | 0 | 0
E0009 | Remove and replace resin sized building paper (5 lb.) | 5 | SQ | X | 0 | 0
E0010 | Remove existing cants and replace with new fiberboard cants 4 x 4 | 30 | LF | X | 0 | 0
E0011 | Remove existing cants and replace with new treated wood cants 4 x 4 | 30 | LF | X | 0 | 0
E0012 | Remove existing Nailers and replace with new treated 2" x 6" wood | 100 | BF | X | 0 | 0
| SHINGLED ROOF SYSTEMS |  |  |  | 0
| Remove existing composition shingles and replace with new composition shingles, shall include starter |  |  |  | 0
E0013 | Twenty Five Year (3 tab ) | 10 | SQ | X | 0 | 0
E0014 | Thirty Year (architectural) | 6 | SQ | X | 0 | 0
E0015 | Forty Year (architectural) | 6 | SQ | X | 0 | 0
E0016 | Remove and dispose of existing composition shingles (all types)(where new shingles are not going to be installed) | 6 | SQ | X | 0 | 0
E0017 | Remove and dispose of existing slate shingles. | 6 | SQ | X | 0 | 0
E0018 | Remove and re-install existing slate shingles (All or Partial) | 2 | SQ | X | 0 | 0
E0019 | Install new slate shingles (Weathering green, Vermont)(All or Partial) | 3 | SQ | X | 0 | 0
E0020 | Install new slate shingles (Buckingham)(All or Partial) | 3 | SQ | X | 0 | 0
| Remove existing preformed metal (All or Partial) roofing and replace with new preformed metal roofing |  |  |  | 0
E0021 | Coated steel | 20 | SQ | X | 0 | 0
E0022 | Coated aluminum | 20 | SQ | X | 0 | 0
E0023 | Left Blank intentionally
| Field paint roof mounted equipment |  |  |  | 0
E0024 | Up to 25 SF X in surface area X | 12 | SF | X | 0 | 0
E0025 | Over 25 SF X in surface area X | 12 | SF | X | 0 | 0
| BUILT UP ROOF |  |  |  | 0
| Remove existing roof system and replace with new aggregate surfaced BU roofing system |  |  |  | 0
E0026 | System GAA (Gravel) | 6 | SQ | X | 0 | 0
| Remove existing roof system and replace with new smooth surfaced BU roofing system. |  |  |  | 0
E0027 | System Gas | 6 | SQ | X | 0 | 0
| Remove existing roof system and replace with new single ply reinforced modified bitumen sheet roofing system |  |  |  | 0
E0028 | Torch Applied | 6 | SQ | X | 0 | 0
E0029 | Mop Applied | 6 | SQ | X | 0 | 0
E0030 | Remove existing base flashing and replace with new 2 ply glass felt base flashing | 50 | SF | X | 0 | 0
E0031 | Remove existing base flashing and replace with new 3-ply bituminous base flashing | 12 | SF | X | 0 | 0
E0032 | Remove existing base flashing and replace with new single ply reinforced modified, bitumen sheet roofing flashing modified. | 12 | SF | X | 0 | 0
E0033 | Remove and Dispose of Second layer | 10 | SQ | X | 0 | 0
E0034 | (1) Walkway/Asphalt Planks | 100 | SF | X | 0 | 0
| ROOF AND PARAPET WALL DAMPROOFING |  |  |  | 0
E0035 | Coat Existing BU Roof or Parapet Wall | 50 | SF | X | 0 | 0
| E.P.D.M. (RUBBER ROOF SYSTEM) (Install new E.P.D.M. Roof System over Existing Built-up Roof) |  |  |  | 0
E0036 | Ballasted System | 10 | SQ | X | 0 | 0
E0037 | Mechanically Fastened System | 10 | SQ | X | 0 | 0
E0038 | Full Adhered System | 10 | SQ | X | 0 | 0
| Remove existing roof system and replace with new E.P.D.M. roof system |  |  |  | 0
E0039 | Ballasted System | 10 | SQ | X | 0 | 0
E0040 | Mechanically Fastened System | 10 | SQ | X | 0 | 0
E0041 | Full Adhered System | 10 | SQ | X | 0 | 0
E0042 | Install new E.P.D.M. Wall/Curb Flashings | 50 | SF | X | 0 | 0
E0043 | Install Rubber Pipe Vents | 5 | EA | X | 0 | 0
E0044 | Install Termination Bars. Shall include caulking | 12 | LF | X | 0 | 0
E0045 | Install E.P.D.M Walk Pads | 5 | EA | X | 0 | 0
| Remove existing roof system and replace with new Thermoplastic alloy roof system (TPA) |  |  |  | 0
E0046 | Mechanically Fastened | 5 | SQ | X | 0 | 0
E0047 | Ballasted | 5 | SQ | X | 0 | 0
E0048 | Install new TPA wall/curb flashing | 25 | SF | X | 0 | 0
E0049 | Install new TPA pipe vent flashing | 5 | EA | X | 0 | 0
| Remove existing metal base flashing and replace with new metal base flashing |  |  |  | 0
E0050 | Copper | 25 | SF | X | 0 | 0
E0051 | Aluminum | 25 | SF | X | 0 | 0
E0052 | Aluminum/various colors | 25 | SF | X | 0 | 0
E0053 | Stainless Steel | 25 | SF | X | 0 | 0
| Remove existing and install new metal coping. Shall include caulking. |  |  |  | 0
E0054 | Copper | 25 | SF | X | 0 | 0
E0055 | Aluminum | 25 | SF | X | 0 | 0
E0056 | Aluminum/various colors | 25 | SF | X | 0 | 0
E0057 | Stainless Steel | 25 | SF | X | 0 | 0
| Remove metal drip edge and replace with new metal drip edge |  |  |  | 0
E0058 | Copper | 6 | LF | X | 0 | 0
E0059 | Aluminum | 6 | LF | X | 0 | 0
E0060 | Aluminum/various colors | 6 | LF | X | 0 | 0
E0061 | Stainless Steel | 6 | LF | X | 0 | 0
| METAL GUTTERS AND DOWNSPOUTS |  |  |  | 0
| Install Metal Gutters |  |  |  | 0
E0062 | Copper/5" ogee | 100 | LF | X | 0 | 0
E0063 | Copper/6" ogee | 100 | LF | X | 0 | 0
E0064 | Copper/6" half round | 100 | LF | X | 0 | 0
E0065 | Copper/6" box | 100 | LF | X | 0 | 0
E0066 | Copper/8" box | 100 | LF | X | 0 | 0
E0067 | Prefinished Alum/5" ogee | 100 | LF | X | 0 | 0
E0068 | Prefinished Alum/6" ogee | 100 | LF | X | 0 | 0
E0069 | Prefinished Alum/6" Box | 100 | LF | X | 0 | 0
E0070 | Prefinished Alum/8" Box | 100 | LF | X | 0 | 0
E0071 | Stainless steel/6" box | 100 | LF | X | 0 | 0
E0072 | Stainless steel/8" box | 100 | LF | X | 0 | 0
| Install Metal Downspouts |  |  |  | 0
E0073 | Copper 2" x 3" | 100 | LF | X | 0 | 0
E0074 | Copper 3" x 4" | 100 | LF | X | 0 | 0
E0075 | Copper/3" round | 100 | LF | X | 0 | 0
E0076 | Copper/4" round | 100 | LF | X | 0 | 0
E0077 | Copper/6" round | 100 | LF | X | 0 | 0
E0078 | Prefinished alum 2" x 3" | 100 | LF | X | 0 | 0
E0079 | Prefinished alum 3" x 4" | 100 | LF | X | 0 | 0
E0080 | Stainless Steel 3" x 4" | 100 | LF | X | 0 | 0
E0081 | Provide and place new concrete splash block | 5 | EA | X | 0 | 0
| (standard commercial size) |  |  |  | 0
| Gutters, Downspouts and Drains |  |  |  | 0
E0082 | Remove and dispose of existing gutters and/or downspouts | 100 | LF | X | 0 | 0
E0083 | Remove and reinstall existing gutters and/or downspouts. Reseal all joints | 100 | LF | X | 0 | 0
E0084 | Realign and resecure existing gutters and/or downspouts (Replace hangers, fasteners and straps) as needed. Reseal all joints. | 200 | LF | X | 0 | 0
E0085 | Resolder broken gutter joints | 3 | EA | X | 0 | 0
E0086 | Reseal, broken gutter joints | 3 | EA | X | 0 | 0
| Remove existing metal open valley flashing and replace with new metal valley flashing |  |  |  | 0
E0087 | Copper | 25 | SF | X | 0 | 0
E0088 | Aluminum | 25 | SF | X | 0 | 0
E0089 | Aluminum/various colors | 25 | SF | X | 0 | 0
E0090 | Stainless Steel | 25 | SF | X | 0 | 0
| Remove existing metal flashing/miscellaneous |  |  |  | 0
E0091 | Copper | 25 | SF | X | 0 | 0
E0092 | Aluminum | 25 | SF | X | 0 | 0
E0093 | Aluminum/various colors | 25 | SF | X | 0 | 0
E0094 | Stainless Steel | 25 | SF | X | 0 | 0
E0095 | Compatible w/EPDM & CPE | 25 | SF | X | 0 | 0
| Remove existing pitch pocket and 'replace with new |  |  |  | 0
E0096 | Copper | 2 | SF | X | 0 | 0
E0097 | Aluminum | 2 | SF | X | 0 | 0
E0098 | Stainless steel | 2 | SF | X | 0 | 0
| Roof Drain Sumps |  |  |  | 0
E099 | Provide and Install TPA EPDM roof drain Sumps | 1 | EA | X | 0 | 0
E100 | TPA EPDM roof drain sumps (removal only) | 2 | EA | X | 0 | 0
| Strainers |  |  |  | 0
E0101 | Metal Strainers | 10 | EA | X | 0 | 0
E0102 | PVC Strainers | 10 | EA | X | 0 | 0
E0103 | Metal Strainers | 10 | EA | X | 0 | 0
E0104 | PVC Strainers | 10 | EA | X | 0 | 0
| Remove existing metal scupper lining and replace with new metal scupper lining |  |  |  | 0
E0105 | Copper | 10 | EA | X | 0 | 0
E0106 | Stainless Steel | 10 | EA | X | 0 | 0
| Remove existing metal conductor heads and replace with new metal conductor heads |  |  |  | 0
E0107 | Copper | 10 | EA | X | 0 | 0
E0108 | Stainless Steel | 10 | EA | X | 0 | 0
| Install new metal splash pans |  |  |  | 0
E0109 | Copper | 10 | EA | X | 0 | 0
E0110 | Stainless Steel | 10 | EA | X | 0 | 0
| Remove existing expansion joints and replace bituminous base flashing, metal counterflashing and metal joint cover |  |  |  | 0
E0111 | Copper | 100 | SF | X | 0 | 0
E0112 | Aluminum | 100 | SF | X | 0 | 0
E0113 | Stainless Steel | 100 | SF | X | 0 | 0
| Vent Flashing |  |  |  | 0
E0114 | Remove existing pipe vent flashing and replace with new lead pipe vent flashing | 10 | EA | X | 0 | 0
E0115 | Remove existing metal vent collars and replace with new vent collars and accessories | 10 | EA | X | 0 | 0
| Caulking |  |  |  | 0
E0116 | Install caulking | 110 | LF | X | 0 | 0
E0117 | Remove existing caulking and replace with new sealant/caulking | 50 | LF | X | 0 | 0
| Reglet |  |  |  | 0
E0118 | Cut new Reglet In masonry | 50 | LF | X | 0 | 0
E0119 | Cut new Reglet In concrete | 50 | LF | X | 0 | 0
| Fascia Board |  |  |  | 0
E0120 | Remove existing fascia and replace with new fascia board | 100 | BF | X | 0 | 0
E0121 | Prime and paint fascia board | 100 | SF | X | 0 | 0
E0122 | Cover existing fascia board with aluminum coil stock (various colors) | 100 | SF | X | 0 | 0
E0123 | Reserved for MODs | 0 |  | X | 0 | 0
| Asbestos Abatement |  |  |  | 0
E0124 | Additional cost incurred for the removal and disposal of asbestos containing substances. Regular roofing only. | 200 | SF | X | 0 | 0
E0125 | Additional cost incurred for the removal and disposal of asbestos containing substance. (Flashings, Pitch pockets, etc.) | 200 | SF | X | 0 | 0
E0126 | Removal of lead based paint. 'Contractor removes loose paint from surface and disposes. | 200 | SF | X | 0 | 0
| Cleaning and Clearing |  |  |  | 0
E0127 | Clean and clear gutters and dispose of all debris from site. | 500 | LF | X | 0 | 0
E0128 | Clean and Clear down spouts and remove debris from site. | 250 | LF | X | 0 | 0
E0129 | Clean and clear roof drains | 10 | EA | X | 0 | 0
E0130 | Provide power washing. The Contractor shall Power Wash roof surfaces and clear drain baskets. (Does not include gutter or down spout cleaning.) | 5000 | SF | X | 0 | 0
| Additional Labor and Materials not accounted for in ELINs |  |  |  | 0
E0131 | Provide all materials and equipment to perform Unit Priced Labor work per the scope and delivery schedule specified in the order. Material costs shall BE NEGOTIATED BY KO. |  | LS | X | 0 | 0
E0132 | Provide labor to perform all Unit Priced Labor work per the scope and delivery schedule specified in the order. MUST BE NEGOTIATED BY KO. | 2000 | HRS | X | 0 | 0
| Service calls |  |  |  | 0
E0133 | Perform Service calls at PNYA and NSA-P. The Contractor shall respond to service calls within 24 hours of service call request. The contractor shall make necessary repairs to roof or roof system. Service calls are limited to a combined labor and material cost not to exceed $2,500.00. (Used for leaks and other emergencies) | 20 | EA | X | 0 | 0
| Perform Roof Survey In accordance with Attachment-B |  |  |  | 0
E0134 | Perform Roof Survey / Assessment Per SF | 500000 | EA | X | 0 | 0
| NON-PREPRICED LABOR, MATERIAL and COMMAND INTEREST WORK |  |  |  | 0
E0135 | Bldg. 1 NSAP Spring power washing, minor deficiency repairs, drain cleaning, and analysis report. 100,000 sq ft epoxy coated roofing system. (Ref Attachment E NWSS B1 NSAP.) | 1 | EV | X | 0 | 0
E0136 | Bldg. 1 NSAP Fall drain cleaning, Roof analysis and minor repairs. 100,000 sq ft epoxy coated roofing system. (Ref Attachment E NWSS B1 NSAP.) | 1 | EV | X | 0 | 0
| Total Price for PHL OPTION YEAR 4 (IQ) (Sum of Exhibit Line Items E0001- E0136) |  |  |  |  | 0
Mechanicsburg Roofing Contract
ELIN Number | Supplies/Services | Est. Quantity | Unit |  | Unit Price | Total
ROOF DECKS
E0137 | Remove existing metal roof decks (ALL OR PARTIAL) and replace with new steel roof decking, shall include all closures and accessories. | 3 | SQ | X | 0 | 0
| Remove existing wood roof deck and replace with new wood decking |  |  |  | 0
E0138 | 1" nominal T & G (treated) | 40 | BF | X | 0 | 0
E0139 | 2" nominal T & G (treated) | 40 | BF | X | 0 | 0
E0140 | 3/4" plywood | 40 | SF | X | 0 | 0
E0141 | 1/2" plywood | 25 | SF | X | 0 | 0
| ROOF INSULATION |  |  |  | 0
| Remove and replace rigid roof insulation in conjunction with roofing systems specified herein. |  |  |  | 0
E0142 | Remove and replace polyisocyanurate tapered insulation panels | 10 | SQ | X | 0 | 0
E0143 | Remove and replace tapered roof insulation | 10 | SQ | X | 0 | 0
E0144 | Remove and replace vapor barrier in conjunction with built up roofing system | 10 | SQ | X | 0 | 0
E0145 | Remove and replace resin sized building paper (5 lb.) | 5 | SQ | X | 0 | 0
E0146 | Remove existing cants and replace with new fiberboard cants 4 x 4 | 30 | LF | X | 0 | 0
E0147 | Remove existing cants and replace with new treated wood cants 4 x 4 | 30 | LF | X | 0 | 0
E0148 | Remove existing Nailers and replace with new treated 2" x 6" wood | 100 | BF | X | 0 | 0
| SHINGLED ROOF SYSTEMS |  |  |  | 0
| Remove existing composition shingles and replace with new composition shingles, shall include starter |  |  |  | 0
E0149 | Twenty Five Year (3 tab ) | 10 | SQ | X | 0 | 0
E0150 | Thirty Year (architectural) | 6 | SQ | X | 0 | 0
E0151 | Forty Year (architectural) | 6 | SQ | X | 0 | 0
E0152 | Remove and dispose of existing composition shingles (all types)(where new shingles are not going to be installed) | 6 | SQ | X | 0 | 0
E0153 | Remove and dispose of existing slate shingles. | 6 | SQ | X | 0 | 0
E0154 | Remove and re-install existing slate shingles (All or Partial) | 2 | SQ | X | 0 | 0
E0155 | Install new slate shingles (Weathering green, Vermont)(All or Partial) | 3 | SQ | X | 0 | 0
E0156 | Install new slate shingles (Buckingham)(All or Partial) | 3 | SQ | X | 0 | 0
| Remove existing preformed metal (All or Partial) roofing and replace with new preformed metal roofing |  |  |  | 0
E0157 | Coated steel | 20 | SQ | X | 0 | 0
E0158 | Coated aluminum | 20 | SQ | X | 0 | 0
E0159 | Left Blank Intentionally
| Field paint roof mounted equipment |  |  |  | 0
E0160 | Up to 25 SF X in surface area X | 12 | SF | X | 0 | 0
E0161 | Over 25 SF X in surface area X | 12 | SF | X | 0 | 0
| BUILT UP ROOF |  |  |  | 0
| Remove existing roof system and replace with new aggregate surfaced BU roofing system |  |  |  | 0
E0162 | System GAA (Gravel) | 6 | SQ | X | 0 | 0
| Remove existing roof system and replace with new smooth surfaced BU roofing system. |  |  |  | 0
E0163 | System Gas | 6 | SQ | X | 0 | 0
| Remove existing roof system and replace with new single ply reinforced modified bitumen sheet roofing system |  |  |  | 0
E0164 | Torch Applied | 6 | SQ | X | 0 | 0
E0165 | Mop Applied | 6 | SQ | X | 0 | 0
E0166 | Remove existing base flashing and replace with new 2 ply glass felt base flashing | 50 | SF | X | 0 | 0
E0167 | Remove existing base flashing and replace with new 3-ply bituminous base flashing | 12 | SF | X | 0 | 0
E0168 | Remove existing base flashing and replace with new single ply reinforced modified, bitumen sheet roofing flashing modified. | 12 | SF | X | 0 | 0
E0169 | Remove and Dispose of Second layer | 10 | SQ | X | 0 | 0
E0170 | (1) Walkway/Asphalt Planks | 100 | SF | X | 0 | 0
| ROOF AND PARAPET WALL DAMPROOFING |  |  |  | 0
E0171 | Coat Existing BU Roof or Parapet Wall | 50 | SF | X | 0 | 0
| E.P.D.M. (RUBBER ROOF SYSTEM) (Install new E.P.D.M. Roof System over Existing Built-up Roof) |  |  |  | 0
E0172 | Ballasted System | 10 | SQ | X | 0 | 0
E0173 | Mechanically Fastened System | 10 | SQ | X | 0 | 0
E0174 | Full Adhered System | 10 | SQ | X | 0 | 0
| Remove existing roof system and replace with new E.P.D.M. roof system |  |  |  | 0
E0175 | Ballasted System | 10 | SQ | X | 0 | 0
E0176 | Mechanically Fastened System | 10 | SQ | X | 0 | 0
E0177 | Full Adhered System | 10 | SQ | X | 0 | 0
E0178 | Install new E.P.D.M. Wall/Curb Flashings | 50 | SF | X | 0 | 0
E0179 | Install Rubber Pipe Vents | 5 | EA | X | 0 | 0
E0180 | Install Termination Bars. Shall include caulking | 12 | LF | X | 0 | 0
E0181 | Install E.P.D.M Walk Pads | 5 | EA | X | 0 | 0
| Remove existing roof system and replace with new Thermoplastic alloy roof system (TPA) |  |  |  | 0
E0182 | Mechanically Fastened | 5 | SQ | X | 0 | 0
E0183 | Ballasted | 5 | SQ | X | 0 | 0
E0184 | Install new TPA wall/curb flashing | 25 | SF | X | 0 | 0
E0185 | Install new TPA pipe vent flashing | 5 | EA | X | 0 | 0
| Remove existing metal base flashing and replace with new metal base flashing |  |  |  | 0
E0186 | Copper | 25 | SF | X | 0 | 0
E0187 | Aluminum | 25 | SF | X | 0 | 0
E0188 | Aluminum/various colors | 25 | SF | X | 0 | 0
E0189 | Stainless Steel | 25 | SF | X | 0 | 0
| Remove existing and install new metal coping. Shall include caulking. |  |  |  | 0
E0190 | Copper | 25 | SF | X | 0 | 0
E0191 | Aluminum | 25 | SF | X | 0 | 0
E0192 | Aluminum/various colors | 25 | SF | X | 0 | 0
E0193 | Stainless Steel | 25 | SF | X | 0 | 0
| Remove metal drip edge and replace with new metal drip edge |  |  |  | 0
E0194 | Copper | 6 | LF | X | 0 | 0
E0195 | Aluminum | 6 | LF | X | 0 | 0
E0196 | Aluminum/various colors | 6 | LF | X | 0 | 0
E0197 | Stainless Steel | 6 | LF | X | 0 | 0
| METAL GUTTERS AND DOWNSPOUTS |  |  |  | 0
| Install Metal Gutters |  |  |  | 0
E0198 | Copper/5" ogee | 100 | LF | X | 0 | 0
E0199 | Copper/6" ogee | 100 | LF | X | 0 | 0
E0200 | Copper/6" half round | 100 | LF | X | 0 | 0
E0201 | Copper/6" box | 100 | LF | X | 0 | 0
E0202 | Copper/8" box | 100 | LF | X | 0 | 0
E0203 | Prefinished Alum/5" ogee | 100 | LF | X | 0 | 0
E0204 | Prefinished Alum/6" ogee | 100 | LF | X | 0 | 0
E0205 | Prefinished Alum/6" Box | 100 | LF | X | 0 | 0
E0206 | Prefinished Alum/8" Box | 100 | LF | X | 0 | 0
E0207 | Stainless steel/6" box | 100 | LF | X | 0 | 0
E0208 | Stainless steel/8" box | 100 | LF | X | 0 | 0
| Install Metal Downspouts |  |  |  | 0
E0209 | Copper 2" x 3" | 100 | LF | X | 0 | 0
E0210 | Copper 3" x 4" | 100 | LF | X | 0 | 0
E0211 | Copper/3" round | 100 | LF | X | 0 | 0
E0212 | Copper/4" round | 100 | LF | X | 0 | 0
E0213 | Copper/6" round | 100 | LF | X | 0 | 0
E0214 | Prefinished alum 2" x 3" | 100 | LF | X | 0 | 0
E0215 | Prefinished alum 3" x 4" | 100 | LF | X | 0 | 0
E0216 | Stainless Steel 3" x 4" | 100 | LF | X | 0 | 0
E0217 | Provide and place new concrete splash block | 5 | EA | X | 0 | 0
| (standard commercial size) |  |  |  | 0
| Gutters, Downspouts and Drains |  |  |  | 0
E0218 | Remove and dispose of existing gutters and/or downspouts | 100 | LF | X | 0 | 0
E0219 | Remove and reinstall existing gutters and/or downspouts. Reseal all joints | 100 | LF | X | 0 | 0
E0220 | Realign and resecure existing gutters and/or downspouts (Replace hangers, fasteners and straps) as needed. Reseal all joints. | 200 | LF | X | 0 | 0
E0221 | Resolder broken gutter joints | 3 | EA | X | 0 | 0
E0222 | Reseal, broken gutter joints | 3 | EA | X | 0 | 0
| Remove existing metal open valley flashing and replace with new metal valley flashing |  |  |  | 0
E0223 | Copper | 25 | SF | X | 0 | 0
E0224 | Aluminum | 25 | SF | X | 0 | 0
E0225 | Aluminum/various colors | 25 | SF | X | 0 | 0
E0226 | Stainless Steel | 25 | SF | X | 0 | 0
| Remove existing metal flashing/miscellaneous |  |  |  | 0
E0227 | Copper | 25 | SF | X | 0 | 0
E0228 | Aluminum | 25 | SF | X | 0 | 0
E0229 | Aluminum/various colors | 25 | SF | X | 0 | 0
E0230 | Stainless Steel | 25 | SF | X | 0 | 0
E0231 | Compatible w/EPDM & CPE | 25 | SF | X | 0 | 0
| Remove existing pitch pocket and 'replace with new |  |  |  | 0
E0232 | Copper | 2 | SF | X | 0 | 0
E0233 | Aluminum | 2 | SF | X | 0 | 0
E0234 | Stainless steel | 2 | SF | X | 0 | 0
| Roof Drain Sumps |  |  |  | 0
E235 | Provide and Install TPA EPDM roof drain Sumps | 1 | EA | X | 0 | 0
E0236 | TPA EPDM roof drain sumps (removal only) | 2 | EA | X | 0 | 0
| Strainers |  |  |  | 0
E0237 | Metal Strainers | 10 | EA | X | 0 | 0
E0238 | PVC Strainers | 10 | EA | X | 0 | 0
E0239 | Metal Strainers | 10 | EA | X | 0 | 0
E0240 | PVC Strainers | 10 | EA | X | 0 | 0
| Remove existing metal scupper lining and replace with new metal scupper lining |  |  |  | 0
E0241 | Copper | 10 | EA | X | 0 | 0
E0242 | Stainless Steel | 10 | EA | X | 0 | 0
| Remove existing metal conductor heads and replace with new metal conductor heads |  |  |  | 0
E0243 | Copper | 10 | EA | X | 0 | 0
E0244 | Stainless Steel | 10 | EA | X | 0 | 0
| Install new metal splash pans |  |  |  | 0
E0245 | Copper | 10 | EA | X | 0 | 0
E0246 | Stainless Steel | 10 | EA | X | 0 | 0
| Remove existing expansion joints and replace bituminous base flashing, metal counterflashing and metal joint cover |  |  |  | 0
E0247 | Copper | 100 | SF | X | 0 | 0
E0248 | Aluminum | 100 | SF | X | 0 | 0
E0249 | Stainless Steel | 100 | SF | X | 0 | 0
| Vent Flashing |  |  |  | 0
E0250 | Remove existing pipe vent flashing and replace with new lead pipe vent flashing | 10 | EA | X | 0 | 0
E0251 | Remove existing metal vent collars and replace with new vent collars and accessories | 10 | EA | X | 0 | 0
| Caulking |  |  |  | 0
E0252 | Install caulking | 110 | LF | X | 0 | 0
E0253 | Remove existing caulking and replace with new sealant/caulking | 50 | LF | X | 0 | 0
| Reglet |  |  |  | 0
E0254 | Cut new Reglet In masonry | 50 | LF | X | 0 | 0
E0255 | Cut new Reglet In concrete | 50 | LF | X | 0 | 0
| Fascia Board |  |  |  | 0
E0256 | Remove existing fascia and replace with new fascia board | 100 | BF | X | 0 | 0
E0257 | Prime and paint fascia board | 100 | SF | X | 0 | 0
E0258 | Cover existing fascia board with aluminum coil stock (various colors) | 100 | SF | X | 0 | 0
E0259 | Reserved for MODs | 0 |  | X | 0 | 0
| Asbestos Abatement |  |  |  | 0
E0260 | Additional cost incurred for the removal and disposal of asbestos containing substances. Regular roofing only. | 200 | SF | X | 0 | 0
E0261 | Additional cost incurred for the removal and disposal of asbestos containing substance. (Flashings, Pitch pockets, etc.) | 200 | SF | X | 0 | 0
E0262 | Removal of lead based paint. 'Contractor removes loose paint from surface and disposes. | 200 | SF | X | 0 | 0
| Cleaning and Clearing |  |  |  | 0
E0263 | Clean and clear gutters and dispose of all debris from site. | 500 | LF | X | 0 | 0
E0264 | Clean and Clear down spouts and remove debris from site. | 250 | LF | X | 0 | 0
E0265 | Clean and clear roof drains | 10 | EA | X | 0 | 0
E0266 | Provide power washing. The Contractor shall Power Wash roof surfaces and clear drain baskets. (Does not include gutter or down spout cleaning.) | 5000 | SF | X | 0 | 0
| Additional Labor and Materials not accounted for in ELINs |  |  |  | 0
E0267 | Provide all materials and equipment to perform Unit Priced Labor work per the scope and delivery schedule specified in the order. Material costs shall BE NEGOTIATED BY KO. | 1 | LS | X | 0 | 0
E0268 | Provide labor to perform all Unit Priced Labor work per the scope and delivery schedule specified in the order. MUST BE NEGOTIATED BY KO. | 2000 | HRS | X | 0 | 0
| Service calls |  |  |  | 0
E0269 | Perform Service calls at NSA-Mechanicsburg. The Contractor shall respond to service calls within 24 hours of service call request. The contractor shall make necessary repairs to roof or roof system. Service calls are limited to a combined labor and material cost not to exceed $2,500.00. (Used for leaks and other emergencies) | 20 | EA | X | 0 | 0
| Perform Roof Survey In accordance with Attachment-B |  |  |  | 0
E0270 | Perform Roof Survey / Assessment Per SF | 500000 | EA | X | 0 | 0
| Total Price for Mech OPTION YEAR 4 (IQ) (Sum of Exhibit Line Items E0137- E0270) |  |  |  |  | 0
| Total Combined Price for Mech and PHL OPTION YEAR 4 (IQ) (Sum of Exhibit Line Items E0001- E0270) |  |  |  |  | 0

## Summary
Roofing Summary
Base Option | 0
Option Year 1 | 0
Option Year 2 | 0
Option year 3 | 0
Option Year 4 | 0
Total | 0