## CLIN 001 - Base Period - RW
ATTACHMENT J-0200000-12 XX
EXHIBIT LINE ITEM NUMBERS
SOLICITATION/CONTRACT # N62470-25-R-0020 XX-R-00XX
EXHIBIT A - BASE PERIOD - RECURRING WORK
CLIN 0001
Line Item 0001 - Recurring Work - Base Period
PROVIDE PRICES TO PERFORM RECURRING WORK - IN ACCORDANCE WITH SECTION C, SPEC ITEM 3
ELIN/Sub-ELINs A001 THROUGH A023 21
ELIN / Sub ELIN | Annex/Sub-annex | Spec Item | Description | Quantity | Unit of Issue | Unit Price | Total Price
A001 |  |  | Commander Naval Region Europe (CNRE)
| 1501000 |  | Facility Management
A001AA |  | 3.1 | Infrastructure Condition Assessment Program (ICAP) Services | 12 | MO |  | 0
| 1502000 |  | Facility Investment
|  | 3.1 | Emergency, Urgent, and Routine (E/U/R) Work
A001AB | 1502000 | 3.1.1 | Emergency | 12 | MO |  | 0
A001AC | 1502000 | 3.1.2 | Urgent | 12 | MO |  | 0
A001AD | 1502000 | 3.1.3 | Routine | 12 | MO |  | 0
|  | 3.2 | Facility Bullets
A001AE | 1502000 | 3.2 | Facility Bullets | 12 | MO |  | 0
|  | 3.3 | Preventive Maintenance (PM) Program
A001AF | 1502000 | 3.3.2 | Lightning Arrestors and Grounding Devices | 12 | MO |  | 0
A001AG | 1502000 | 3.3.3 | Vertical Transportation Equipment (VTE) | 12 | MO |  | 0
A001AH | 1502000 | 3.3.5 | Auxiliary Generator Systems | 12 | MO |  | 0
A001AJ | 1502000 | 3.3.12 | Swimming Pool Maintenance | 12 | MO |  | 0
A001AK | 1502000 | 3.3.15 | Aboveground (AST) and Underground (UST) Storage Tanks | 12 | MO |  | 0
A001AL | 1502000 | 3.3.16 | Overhead and Roll-up Doors | 12 | MO |  | 0
A001AM | 1502000 | 3.3.17 | Hangar Doors | 12 | MO |  | 0
A001AN | 1502000 | 3.3.18 | Drinking Fountains/Water Coolers | 12 | MO |  | 0
A001AP | 1502000 | 3.3.19 | Airfield Light Tower | 12 | MO |  | 0
A001AQ | 1502000 | 3.3.21 | Irrigation System | 12 | MO |  | 0
|  | 3.4 | Integrated Maintenance Program (IMP)
A001AR | 1502000 | 3.4.1 | HVAC and Refrigeration Systems | 12 | MO |  | 0
A001AS | 1502000 | 3.4.2 | Fire Protection Systems | 12 | MO |  | 0
A001AT | 1502000 | 3.4.3 | Boilers and UPVs | 12 | MO |  | 0
|  | 3.5 | Inspection, Testing, and Certification Program
A001AU | 1502000 | 3.5.2 | Vertical Transportation Equipment (VTE) | 12 | MO |  | 0
|  | 3.6 | Other Recurring Services Program
A001AV | 1502000 | 3.6.1 | Exhaust Hoods and Ducts | 12 | MO |  | 0
A001AW | 1502000 | 3.6.2 | HVAC Water Testing and Treatment Services | 12 | MO |  | 0
A001AX | 1502000 | 3.6.3 | Boiler Water Testing and Treatment Services | 12 | MO |  | 0
A001AY | 1502000 | 3.6.4 | Solar Panel Maintenance | 12 | MO |  | 0
A001AZ | 1502000 | 3.6.5 | Gutter and Roof Inspections | 12 | MO |  | 0
A001BA | 1502000 | 3.6.7 | Magnetic Key Card System Maintenance | 12 | MO |  | 0
A001BB | 1502000 | 3.6.9 | Vehicle Lift Maintenance | 12 | MO |  | 0
A001BC | 1502000 | 3.6.10 | Swimming Pool Water Testing and Treatment Services | 12 | MO |  | 0
A001BD | 1502000 | 3.6.11 | Fall Protection Lifeline Systems Inspection and Certification
A001BE | 1502000 | 3.6.13 | Oil-Water Separators and Grease Traps Maintenance | 12 | MO |  | 0
A001BF | 1502000 | 3.6.14 | Car Wash Water Treatment System | 12 | MO |  | 0
A001BG | 1502000 | 3.6.15 | Fire Extinguisher Inspection and Maintenance | 12 | MO |  | 0
| 1503010 |  | Custodial
A001BH | 1503010 | 3.1 | Scheduled Services | 12 | MO |  | 0
A001BJ | 1503010 | 3.1 | Scheduled Services for AMC (29% FX Pro-Rata) | 12 | MO |  | 0
| 1503020 |  | Pest Control
A001BK | 1503020 | 3.1 | Scheduled Pest Control | 12 | MO |  | 0
A001BL | 1503020 | 3.2 | Pest Control Service Orders | 12 | MO |  | 0
A001BM | 1503020 | 3.3 | Pest Management Reporting | 12 | MO |  | 0
| 1503030 |  | Integrated Solid Waste Management
A001BN | 1503030 | 3.1 - 3.5 | Recurring Work | 12 | MO |  | 0
A001BP | 1503030 | 3.6 | Special Collection Services | 12 | MO |  | 0
| 1503050 |  | Grounds Maintenance and Landscaping
A001BQ | 1503050 | 3.1 | Improved Grounds | 12 | MO |  | 0
A001BR | 1503050 | 3.2 | Operational Areas | 12 | MO |  | 0
A001BS | 1503050 | 3.3 | Storm Drainage Systems | 12 | MO |  | 0
A001BT | 1503050 | 3.4 | Outdoor Waste Collection | 12 | MO |  | 0
A001BU | 1503050 | 3.4 | Outdoor Waste Collection for AMC | 12 | MO |  | 0
A001BV | 1503050 | 3.5 | Playgrounds Maintenance | 12 | MO |  | 0
| 1503060 |  | Pavement Clearance
A001BW | 1503060 | 3.1 | Pavement Sweeping Services | 12 | MO |  | 0
A001BX | 1503060 | 3.2 | Pavement Clearance Service Orders | 12 | MO |  | 0
| 1601000 |  | Utility Management
|  | 3.1 | Utility Service Orders
A001BY | 1601000 | 3.1.1 | Emergency Service Orders | 12 | MO |  | 0
A001BZ | 1601000 | 3.1.2 | Routine Service Orders | 12 | MO |  | 0
A001CA | 1601000 | 3.2 | Utility Operations Management | 12 | MO |  | 0
A001CB | 1601000 | 3.3 | Utility Infrastructure Condition Assessment (UICAP) Support | 12 | MO |  | 0
| 1602000 |  | Electrical |  | `
|  | 3.1 | Preventive Maintenance (PM) Program
A001CC | 1602000 | 3.1.1 | High Voltage Systems Maintenance | 12 | MO |  | 0
|  | 3.2 | Other Recurring Services Program
A001CD | 1602000 | 3.2.1 | Photo Voltaic Systems Maintenance | 12 | MO |  | 0
| 1603000 |  | Natural Gas
A001CE | 1603000 | 3.1 | Integrated Maintenance Program (IMP) | 12 | MO |  | 0
| 1604000 |  | Wastewater
A001CF | 1604000 | 3.1 | Preventive Maintenance (PM) Program | 12 | MO |  | 0
A001CG | 1604000 | 3.2 | Other Recurring Services | 12 | MO |  | 0
| 1606001 |  | Water (Overseas)
A001CH | 1606001 | 3.1 | Preventive Maintenance (PM) Program | 12 | MO |  | 0
A001CJ | 1606001 | 3.2 | Unidirectional Flushing (UDF) Plan | 12 | MO |  | 0
A001CK | 1606001 | 3.3 | Well Development and Water Treatment and Distribution System Support | 12 | MO |  | 0
| 1700000 |  | Transportation
A001CL | 1700000 | 3.1 | Bus Services | 12 | MO |  | 0
| 1800000 |  | Environmental
A001CM | 1800000 | 3.1 | Oil and Hazardous Substance (OHS) Spill Response and Cleanup Ashore | 12 | MO |  | 0
|  |  | CNRE SUBTOTAL: |  |  |  | 0
AMC - Specification 1503010, Spec Item 3
|  |  | Scheduled Custodial Services, Spec Item 3.1 | 12 | MO |  | 0
Reserved
|  |  | AMC - CNRE Funded SUBTOTAL: |  |  |  | 0
A002 |  |  | MWR (Morale, Welfare, and Recreation) - CNRE FUNDED
| 1502000 |  | Facility Investment
|  | 3.1 | Emergency, Urgent, and Routine (E/U/R) Work
A002AA | 1502000 | 3.1.1 | Emergency | 12 | MO |  | 0
A002AB | 1502000 | 3.1.2 | Urgent | 12 | MO |  | 0
A002AC | 1502000 | 3.1.3 | Routine | 12 | MO |  | 0
|  | 3.4 | Integrated Maintenance Program (IMP)
A002AD | 1502000 | 3.4.2 | Fire Protection Systems | 12 | MO |  | 0
|  | 3.6 | Other Recurring Services Program
A002AE | 1502000 | 3.6.1 | Exhaust Hoods and Ducts | 12 | MO |  | 0
A002AE | 1502000 | 3.6.9 | Vehicle Lift Maintenance | 12 | MO |  | 0
A002AG | 1502000 | 3.6.13 | Oil-Water Separators and Grease Traps Maintenance | 12 | MO |  | 0
| 1503010 |  | Custodial
A002AF | 1503010 | 3.1 | Scheduled Services | 12 | MO |  | 0
| 1503020 |  | Pest Control
A002AG | 1503020 | 3.1 | Scheduled Pest Control | 12 | MO |  | 0
A002AH | 1503020 | 3.3 | Pest Management Reporting | 12 | MO |  | 0
|  |  | MWR - SUBTOTAL: |  |  |  | 0
A003 |  |  | NEXCOM (Navy Exchange) - CNRE FUNDED
| 1502000 |  | Facility Investment
|  | 3.4 | Integrated Maintenance Program (IMP)
A003AA | 1502000 | 3.4.2 | Fire Protection Systems | 12 | MO |  | 0
|  | 3.6 | Other Recurring Services Program
A003AB | 1502000 | 3.6.1 | Exhaust Hoods and Ducts | 12 | MO |  | 0
| 1503020 |  | Pest Control
A003AB | 1503020 | 3.1 | Scheduled Pest Control | 12 | MO |  | 0
A003AC | 1503020 | 3.2 | Pest Control Service Orders | 12 | MO |  | 0
A003AD | 1503020 | 3.3 | Pest Management Reporting | 12 | MO |  | 0
| 1503030 |  | Integrated Solid Waste Management
A003AE | 1503030 | 3.1 - 3.5 | Recurring Work | 12 | MO |  | 0
|  |  | NEXCOM - SUBTOTAL: |  |  |  | 0
A004 |  |  | HAZMIN Center - CNRE FUNDED
| 1503010 |  | Custodial
A004AA | 1503010 | 3.1 | Scheduled Services | 12 | MO |  | 0
| 1503030 |  | Integrated Solid Waste Management
A004AB | 1503030 | 3.1 - 3.5 | Recurring Work | 12 | MO |  | 0
|  |  | HAZMIN Center - SUBTOTAL: |  |  |  | 0
A005 |  |  | BOA (Bank of America)
| 1503010 |  | Custodial
A005AA | 1503010 | 3.1 | Scheduled Services | 12 | MO |  | 0
| 1503030 |  | Integrated Solid Waste Management
A005AB | 1503030 | 3.1 - 3.5 | Recurring Work | 12 | MO |  | 0
|  |  | BOA SUBTOTAL: |  |  |  | 0
A006 |  |  | AMC (Air Mobility Command)
| 1502000 |  | Facility Investment
|  | 3.6 | Other Recurring Services Program
A006AA | 1502000 | 3.6.1 | Exhaust Hoods and Ducts | 12 | MO |  | 0
A006AB | 1502000 | 3.6.13 | Oil-Water Separators and Grease Traps Maintenance | 12 | MO |  | 0
| 1503010 |  | Custodial
A006AC | 1503010 | 3.1 | Scheduled Services | 12 | MO |  | 0
| 1503020 |  | Pest Control
A006AD | 1503020 | 3.1 | Scheduled Pest Control | 12 | MO |  | 0
A006AE | 1503020 | 3.2 | Pest Control Service Orders | 12 | MO |  | 0
A006AF | 1503020 | 3.3 | Pest Management Reporting | 12 | MO |  | 0
| 1503030 |  | Integrated Solid Waste Management
A006AG | 1503030 | 3.1 - 3.5 | Recurring Work | 12 | MO |  | 0
|  |  | AMC SUBTOTAL: |  |  |  | 0
A007 |  |  | DHA (Defense Health Agency)
| 1502000 |  | Facility Investment
|  | 3.1 | Emergency, Urgent, and Routine (E/U/R) Work
A007AA | 1502000 | 3.1.1 | Emergency | 12 | MO |  | 0
A007AB | 1502000 | 3.1.2 | Urgent | 12 | MO |  | 0
A007AC | 1502000 | 3.1.3 | Routine | 12 | MO |  | 0
|  | 3.1 | Preventive Maintenance (PM) Program
A007AD | 1502000 | 3.3.1 | Interior and Exterior Lighting Systems | 12 | MO |  | 0
A007AE | 1502000 | 3.3.2 | Lightning Arrestors and Grounding Devices | 12 | MO |  | 0
A007AF | 1502000 | 3.3.3 | Vertical Transportation Equipment (VTE) | 12 | MO |  | 0
A007AG | 1502000 | 3.3.4 | Compressed Air Systems | 12 | MO |  | 0
A007AH | 1502000 | 3.3.5 | Auxiliary Generators | 12 | MO |  | 0
A007AJ | 1502000 | 3.3.6 | Uninterruptable Power Supply Systems (UPS) | 12 | MO |  | 0
A007AK | 1502000 | 3.3.7 | Medical Air, Gas, and Vacuum Systems | 12 | MO |  | 0
A007AL | 1502000 | 3.3.8 | Communication Systems | 12 | MO |  | 0
A007AM | 1502000 | 3.3.9 | Intrusion Detection Systems | 12 | MO |  | 0
A007AN | 1502000 | 3.3.10 | Closed Circuit Surveillance Systems | 12 | MO |  | 0
A007AP | 1502000 | 3.3.11 | Automatic, Fire, and Roll-Up Doors | 12 | MO |  | 0
A007AQ | 1502000 | 3.3.13 | Facility Electric System | 12 | MO |  | 0
A007AR | 1502000 | 3.3.14 | Reverse Osmosis and Water Purification System | 12 | MO |  | 0
A007AS | 1502000 | 3.3.15 | Aboveground (AST) and Underground (UST) Storage Tanks | 12 | MO |  | 0
A007AT | 1502000 | 3.3.16 | Overhead and Roll-Up Doors | 12 | MO |  | 0
A007AU | 1502000 | 3.3.18 | Drinking Fountains/Water Coolers | 12 | MO |  | 0
A007AV | 1502000 | 3.3.20 | Emergency Eye Wash Station | 12 | MO |  | 0
A007AW | 1502000 | 3.3.21 | Irrigation System | 12 | MO |  | 0
|  | 3.4 | Integrated Maintenance Program (IMP)
A007AX | 1502000 | 3.4.1 | HVAC and Refrigeration Systems | 12 | MO |  | 0
A007AY | 1502000 | 3.4.2 | Fire Protection Systems | 12 | MO |  | 0
A007AZ | 1502000 | 3.4.3 | Boilers and UPVs | 12 | MO |  | 0
|  | 3.5 | Inspection, Testing, and Certification Program
A007BA | 1502000 | 3.5.1 | Boilers and UPVs | 12 | MO |  | 0
A007BB | 1502000 | 3.5.2 | Vertical Transportation Equipment (VTE) | 12 | MO |  | 0
|  | 3.6 | Other Recurring Services Program
A007BC | 1502000 | 3.6.1 | Exhaust Hoods and Ducts | 12 | MO |  | 0
A007BD | 1502000 | 3.6.2 | HVAC Water Testing and Treatment Services | 12 | MO |  | 0
A007BE | 1502000 | 3.6.3 | Boiler Water Testing and Treatment Services | 12 | MO |  | 0
A007BF | 1502000 | 3.6.11 | Miscellaneous Equipment | 12 | MO |  | 0
A007BG | 1502000 | 3.6.16 | Lift Station Maintenance | 12 | MO |  | 0
| 1503010 |  | Custodial
A007AA | 1503010 | 3.1 | Scheduled Services | 12 | MO |  | 0
A007AB | 1503010 | 3.2 | MTF Other/Special Cleaning Services (DHA) | 12 | MO |  | 0
| 1503020 |  | Pest Control
A007AC | 1503020 | 3.1 | Scheduled Pest Control | 12 | MO |  | 0
A007AD | 1503020 | 3.3 | Pest Management Reporting | 12 | MO |  | 0
| 1503030 |  | Integrated Solid Waste Management
A007AE | 1503030 | 3.1 - 3.5 | Recurring Work | 12 | MO |  | 0
| 1503050 |  | Grounds Maintenance and Landscaping
A007AF | 1503050 | 3.1 | Improved Grounds | 12 | MO |  | 0
A007AG | 1503050 | 3.4 | Outdoor Waste Collection | 12 | MO |  | 0
|  |  | DHA SUBTOTAL: |  |  |  | 0
A008 |  |  | DeCA (Defense Commissary Agency)
| 1502000 |  | Facility Investment
|  | 3.1 | Emergency, Urgent, and Routine (E/U/R) Work
A008AA |  | 3.1.2 | Urgent | 12 | MO |  | 0
|  | 3.1 | Preventive Maintenance (PM) Program
A008AB | 1502000 | 3.3.3 | Vertical Transportation Equipment (VTE) | 12 | MO |  | 0
|  | 3.4 | Integrated Maintenance Program (IMP)
A008AC | 1502000 | 3.4.2 | Fire Protection Systems | 12 | MO |  | 0
|  | 3.5 | Inspection, Testing, and Certification Program
A008AD | 1502000 | 3.5.2 | Vertical Transportation Equipment (VTE) | 12 | MO |  | 0
|  | 3.6 | Other Recurring Services Program
A008AE | 1502000 | 3.6.13 | Oil-Water Separators and Grease Traps Maintenance | 12 | MO |  | 0
| 1503020 |  | Pest Control
A008AE | 1503020 | 3.1 | Scheduled Pest Control | 12 | MO |  | 0
A008AF | 1503020 | 3.2 | Pest Control Service Orders | 12 | MO |  | 0
A008AG | 1503020 | 3.3 | Pest Management Reporting | 12 | MO |  | 0
| 1503030 |  | Integrated Solid Waste Management
A008AH | 1503030 | 3.1 - 3.5 | Recurring Work | 12 | MO |  | 0
|  |  | DeCA SUBTOTAL: |  |  |  | 0
A009 |  |  | DCS (Defense Courier Service)
| 1502000 |  | Facility Investment
|  | 3.4 | Integrated Maintenance Program (IMP)
A009AA | 1502000 | 3.4.2 | Fire Protection Systems | 12 | MO |  | 0
|  |  | DCS SUBTOTAL: |  |  |  | 0
A010 |  |  | DoDEA (Department of Defense Education Activity)
| 1503030 |  | Integrated Solid Waste Management
A010AA | 1503030 | 3.1 - 3.5 | Recurring Work | 12 | MO |  | 0
|  |  | DoDEA SUBTOTAL: |  |  |  | 0
A011 |  |  | DLA DISTRIBUTION
| 1502000 |  | Facility Investment
|  | 3.1 | Emergency, Urgent, and Routine (E/U/R) Work
A011AA | 1502000 | 3.1.1 | Emergency | 12 | MO |  | 0
A011AB | 1502000 | 3.1.2 | Urgent | 12 | MO |  | 0
A011AC | 1502000 | 3.1.3 | Routine | 12 | MO |  | 0
|  | 3.1 | Preventive Maintenance (PM) Program
A011AD | 1502000 | 3.3.3 3.5.2 | Vertical Transportation Equipment (VTE) | 12 | MO |  | 0
A011AE | 1502000 | 3.3.15 | Aboveground (AST) and Underground (UST) Storage Tanks | 12 | MO |  | 0
|  | 3.4 | Integrated Maintenance Program (IMP)
A011AF | 1502000 | 3.4.2 | Fire Protection Systems | 12 | MO |  | 0
|  | 3.5 | Inspection, Testing, and Certification Program
A011AG | 1502000 | 3.5.2 | Vertical Transportation Equipment (VTE) | 12 | MO |  | 0
|  | 3.6 | Other Recurring Services Program
A011AH | 1502000 | 3.6.4 | Solar Panel Maintenance | 12 | MO |  | 0
A011AJ | 1502000 | 3.6.5 | Gutter and Roof Inspections | 12 | MO |  | 0
A011AK | 1502000 | 3.6.12 | Fall Protection Lifeline Systems Inspection and Certification | 12 | MO |  | 0
| 1503020 |  | Pest Control
A011AL | 1503020 | 3.1 | Scheduled Pest Control | 12 | MO |  | 0
A011AM | 1503020 | 3.2 | Pest Control Service Orders | 12 | MO |  | 0
A011AN | 1503020 | 3.3 | Pest Management Reporting | 12 | MO |  | 0
| 1503030 |  | Integrated Solid Waste Management
A011AP | 1503030 | 3.1 - 3.5 | Recurring Work | 12 | MO |  | 0
|  |  | DLA DISTRIBUTION SUBTOTAL: |  |  |  | 0
A012 |  |  | DLA DISPOSITION
| 1503010 |  | Custodial
A012AA | 1503010 | 3.1 | Scheduled Services | 12 | MO |  | 0
| 1503020 |  | Pest Control
A012AB | 1503020 | 3.1 | Scheduled Pest Control | 12 | MO |  | 0
A012AC | 1503020 | 3.2 | Pest Control Service Orders | 12 | MO |  | 0
A012AD | 1503020 | 3.3 | Pest Management Reporting | 12 | MO |  | 0
|  |  | DLA DISPOSITION SUBTOTAL: |  |  |  | 0
A013 |  |  | NAVSUP FUELS - DLA ENERGY FUNDED
| 1502000 |  | Facility Investment
|  | 3.1 | Emergency, Urgent, and Routine (E/U/R) Work
A013AA | 1502000 | 3.1.1 | Emergency | 12 | MO |  | 0
A013AB | 1502000 | 3.1.2 | Urgent | 12 | MO |  | 0
A013AC | 1502000 | 3.1.3 | Routine | 12 | MO |  | 0
|  | 3.1 | Preventive Maintenance (PM) Program
A013AD | 1502000 | 3.3.2 | Lightning Arrestors and Grounding Devices | 12 | MO |  | 0
A013AE | 1502000 | 3.3.09 15 | Aboveground (AST) and Underground (UST) Storage Tanks | 12 | MO |  | 0
A013AF | 1502000 | 3.3.12 18 | Drinking Fountains/Water Coolers | 12 | MO |  | 0
A013AF | 1502000 | 3.3.16 23 | POL Fuel Depot Facilities and Distribution Systems | 12 | MO |  | 0
A013AG | 1502000 | 3.3.17 24 | Aviation Fuel Support Systems | 12 | MO |  | 0
A013AH | 1502000 | 3.3.18 25 | Vehicle Fueling Station Systems | 12 | MO |  | 0
|  | 3.4 | Integrated Maintenance Program (IMP)
A013AJ | 1502000 | 3.4.2 | Fire Protection Systems | 12 | MO |  | 0
|  | 3.6 | Other Recurring Services Program
A013AK | 1502000 | 3.6.5 | Gutter and Roof Inspections | 12 | MO |  | 0
A013AL | 1502000 | 3.6.13 | Oil-Water Separators and Grease Traps Maintenance | 12 | MO |  | 0
| 1503010 |  | Custodial
A013AM | 1503010 | 3.1 | Scheduled Services | 12 | MO |  | 0
|  |  | NAVSUP FUELS - DLA ENERGY FUNDED SUBTOTAL: |  |  |  | 0
A014 |  |  | FAMILY HOUSING
| 1401000 |  | Family Housing
A014AA | 1401000 | 3.1 | Family Housing (FH) Maintenance and Repairs
A014AB | 1401000 | 3.1.1.1 | Emergency | 12 | MO |  | 0
A014AC | 1401000 | 3.1.1.2 | Urgent | 12 | MO |  | 0
A014AD | 1401000 | 3.1.1.3 | Routine | 12 | MO |  | 0
A014AE | 1401000 | 3.1.2 | Scheduled Roof Cleaning | 12 | MO |  | 0
| 1502000 |  | Facility Investment
|  | 3.1 | Preventive Maintenance (PM) Program
A014AF | 1502000 | 3.3.21 | Irrigation System | 12 | MO |  | 0
|  | 3.4 | Integrated Maintenance Program (IMP)
A014AG | 1502000 | 3.4.1 | HVAC and Refrigeration Systems | 12 | MO |  | 0
A014AH | 1502000 | 3.4.3 | Boilers and UPVs | 12 | MO |  | 0
|  | 3.6 | Other Recurring Services Program
A014AJ | 1502000 | 3.6.2 | HVAC Water Testing and Treatment Services | 12 | MO |  | 0
A014AK | 1502000 | 3.6.4 | Solar Panel Maintenance | 12 | MO |  | 0
| 1503010 |  | Custodial
A014AL | 1503010 | 3.1 | Scheduled Services | 12 | MO |  | 0
| 1503020 |  | Pest Control
A014AM | 1503020 | 3.1 | Scheduled Pest Control | 12 | MO |  | 0
A014AN | 1503020 | 3.2 | Pest Control Service Orders | 12 | MO |  | 0
A014AN | 1503020 | 3.2.1 | Unscheduled Pest Control Services | 12 | MO |  | 0
A014AP | 1503020 | 3.3 | Pest Management Reporting | 12 | MO |  | 0
| 1503030 |  | Integrated Solid Waste Management
A014AQ | 1503030 | 3.1 - 3.5 | Recurring Work | 12 | MO |  | 0
| 1503050 |  | Grounds Maintenance and Landscaping
A014AR | 1503050 | 3.1 | Improved Grounds | 12 | MO |  | 0
| 1503060 |  | Pavement Clearance
A014AS | 1503060 | 3.2 3.1 | Pavement Clearance Service Orders Improved Grounds | 12 | MO |  | 0
|  |  | FAMILY HOUSING SUBTOTAL: |  |  |  | 0
A015 |  |  | UNACCOMPANIED HOUSING
| 1402000 | 3 | Recurring Work
A015AA | 1402000 | 3.1 | Unaccompanied Housing (UH) Maintenance and Repairs | 12 | MO |  | 0
A015AB | 1402000 | 3.2 | Change of Occupancy Maintenance (COM) Services
A015AB | 1402000 | 3.2 | COM - Small BQ Units | 150 | EA |  | 0
A015AC | 1402000 | 3.2 | COM - Common Areas BQ Units | 200 | EA |  | 0
A015AD | 1402000 | 3.2 | Complete Painting - Small BQ Units | 150 | EA |  | 0
A015AE | 1402000 | 3.2 | Complete Painting - Common Areas BQ Units | 200 | EA |  | 0
A015AF | 1402000 | 3.3 | Laundry Room Servicing | 12 | MO |  | 0
|  |  | UNACCOMPANIED HOUSING SUBTOTAL: |  |  |  | 0
A016 |  |  | GLOBAL HAWK
| 1502000 |  | Facility Investment
|  | 3.1 | Emergency, Urgent, and Routine (E/U/R) Work
A016AA | 1502000 | 3.1.1 | Emergency | 12 | MO |  | 0
A016AB | 1502000 | 3.1.2 | Urgent | 12 | MO |  | 0
A016AC | 1502000 | 3.1.3 | Routine | 12 | MO |  | 0
|  | 3.1 | Preventive Maintenance (PM) Program
A016AD | 1502000 | 3.3.1 | Interior and Exterior Lighting Systems | 12 | MO |  | 0
A016AE | 1502000 | 3.3.2 | Lightning Arrestors and Grounding Devices | 12 | MO |  | 0
A016AF | 1502000 | 3.3.4 | Compressed Air Systems | 12 | MO |  | 0
A016AG | 1502000 | 3.3.5 | Auxiliary Generators | 12 | MO |  | 0
A016AH | 1502000 | 3.3.6 | Uninterruptable Power Supply Systems (UPS) | 12 | MO |  | 0
A016AJ | 1502000 | 3.3.13 | Facility Electric Systems | 12 | MO |  | 0
A016AK | 1502000 | 3.3.15 | Aboveground (AST) and Underground (UST) Storage Tanks | 12 | MO |  | 0
A016AL | 1502000 | 3.3.16 | Overhead and Roll-Up Doors | 12 | MO |  | 0
A016AM | 1502000 | 3.3.17 | Hangar Door | 12 | MO |  | 0
A016AN | 1502000 | 3.3.18 | Drinking Fountains/Water Coolers | 12 | MO |  | 0
A016AP | 1502000 | 3.3.20 | Emergency Eyewash Station | 12 | MO |  | 0
A016AQ | 1502000 | 3.3.25 | Vehicle Arrestor System | 12 | MO |  | 0
A016AR | 1502000 | 3.3.26 | Flood Gate | 12 | MO |  | 0
| 1502000 | 3.4 | Integrated Maintenance Program (IMP)
A016AS | 1502000 | 3.4.1 | HVAC and Refrigeration Systems | 12 | MO |  | 0
A016AT | 1502000 | 3.4.2 | Fire Protection Systems | 12 | MO |  | 0
A016AU | 1502000 | 3.4.3 | Boilers and UPVs | 12 | MO |  | 0
|  | 3.5 | Inspection, Testing, and Certification Program
A016AV | 1502000 | 3.5.1 3.4.3 | Boilers and UPVs | 12 | MO |  | 0
Other Recurring Services Program
A016AW | 1502000 | 3.6.2 | HVAC Water Testing and Treatment Services | 12 | MO |  | 0
A016AX | 1502000 | 3.6.3 | Boiler Water Testing and Treatment Services | 12 | MO |  | 0
A016AY | 1502000 | 3.6.4 | Solar Panel Maintenance | 12 | MO |  | 0
A016AZ | 1502000 | 3.6.6 | Gutter Maintenance | 12 | MO |  | 0
A016BA | 1502000 | 3.6.14 15 | Fire Extinguisher Inspection and Maintenance | 12 | MO |  | 0
A016BB | 1502000 | 3.6.15 | Lift Station Maintenance | 12 | MO |  | 0
| 1503010 |  | Custodial
A016BC | 1503010 | 3.1 | Scheduled Services | 12 | MO |  | 0
| 1503020 |  | Pest Control
A016BD | 1503020 | 3.1 | Scheduled Pest Control | 12 | MO |  | 0
A016BE | 1503020 | 3.2 | Pest Control Service Orders | 12 | MO |  | 0
A016BF | 1503020 | 3.3 | Pest Management Reporting | 12 | MO |  | 0
| 1503030 |  | Integrated Solid Waste Management
A016BG | 1503030 | 3.1 - 3.5 | Recurring Work | 12 | MO |  | 0
|  |  | GLOBAL HAWK SUBTOTAL: |  |  |  | 0
A017 |  |  | NCIS
| 1502000 |  | Facility Investment
| 1502000 | 3.4 | Integrated Maintenance Program (IMP)
A017AA | 1502000 | 3.4.2 | Fire Protection Systems | 12 | MO |  | 0
| 1503010 |  | Custodial
A017AB | 1503010 | 3.1 | Scheduled Services | 12 | MO |  | 0
|  |  | NCIS SUBTOTAL: |  |  |  | 0
A018 |  |  | NAVY LODGE
| 1502000 |  | Facility Investment
|  | 3.1 | Emergency, Urgent, and Routine (E/U/R) Work
A018AA | 1502000 | 3.1.1 | Emergency | 12 | MO |  | 0
A018AB | 1502000 | 3.1.2 | Urgent | 12 | MO |  | 0
A018AC | 1502000 | 3.1.3 | Routine | 12 | MO |  | 0
| 1502000 | 3.4 | Integrated Maintenance Program (IMP)
A018AD | 1502000 | 3.4.2 | Fire Protection Systems | 12 | MO |  | 0
|  |  | NAVY LODGE SUBTOTAL: |  |  |  | 0
A019 |  |  | NGIS
| 1502000 |  | Facility Investment
|  | 3.1 | Emergency, Urgent, and Routine (E/U/R) Work
A019AA | 1502000 | 3.1.1 | Emergency | 12 | MO |  | 0
A019AB | 1502000 | 3.1.2 | Urgent | 12 | MO |  | 0
A019AC | 1502000 | 3.1.3 | Routine | 12 | MO |  | 0
| 1503010 |  | Custodial
A019AD | 1503010 | 3.1 | Scheduled Services | 12 | MO |  | 0
| 1503030 |  | Integrated Solid Waste Management
A019AE | 1503030 | 3.1 - 3.5 | Recurring Work | 12 | MO |  | 0
| 1503050 |  | Ground Maintenance and Landscaping
A019AF | 1503050 | 3.4 | Outdoor Waste Collection | 12 | MO |  | 0
|  |  | NGIS SUBTOTAL: |  |  |  | 0
A020 |  |  | SPACE FORCE
| 1502000 |  | Facility Investment
|  | 3.1 | Emergency, Urgent, and Routine (E/U/R) Work
A020AA | 1502000 | 3.1.1 | Emergency | 12 | MO |  | 0
A020AB | 1502000 | 3.1.2 | Urgent | 12 | MO |  | 0
A020AC | 1502000 | 3.1.3 | Routine | 12 | MO |  | 0
|  | 3.1 | Preventive Maintenance (PM) Program
A020AD | 1502000 | 3.3.5 | Auxiliary Generators | 12 | MO |  | 0
A020AE | 1502000 | 3.3.13 | Facility Electric Systems | 12 | MO |  | 0
A020AF | 1502000 | 3.3.18 | Drinking Fountains/Water Coolers | 12 | MO |  | 0
| 1502000 | 3.4 | Integrated Maintenance Program (IMP)
A020AG | 1502000 | 3.4.1 | HVAC and Refrigeration Systems | 12 | MO |  | 0
A020AH | 1502000 | 3.4.2 | Fire Protection Systems | 12 | MO |  | 0
A020AJ | 1502000 | 3.4.3 | Boilers and UPVs | 12 | MO |  | 0
Other Recurring Services Program
A020AK | 1502000 | 3.6.2 | HVAC Water Testing and Treatment Services | 12 | MO |  | 0
A020AL | 1502000 | 3.6.4 | Solar Panel Maintenance | 12 | MO |  | 0
| 1503010 |  | Custodial
A020AM | 1503010 | 3.1 | Scheduled Services | 12 | MO |  | 0
| 1503020 |  | Pest Control
A020AN | 1503020 | 3.1 | Scheduled Pest Control | 12 | MO |  | 0
A020AP | 1503020 | 3.2 | Pest Control Service Orders | 12 | MO |  | 0
A020AQ | 1503020 | 3.3 | Pest Management Reporting | 12 | MO |  | 0
| 1503030 |  | Integrated Solid Waste Management
A020AR | 1503030 | 3.1 - 3.5 | Recurring Work | 12 | MO |  | 0
|  |  | SPACE FORCE SUBTOTAL: |  |  |  | 0
A021 |  |  | DLA ENERGY
| 1503010 |  | Custodial
A021AA | 1503010 | 3.1 | Scheduled Services | 12 | MO |  | 0
| 1503020 |  | Pest Control
A021AA | 1503020 | 3.1 | Scheduled Pest Control | 12 | MO |  | 0
A021AB | 1503020 | 3.3 | Pest Management Reporting | 12 | MO |  | 0
|  |  | DLA ENERGY SUBTOTAL: |  |  |  | 0
A022 |  |  | MWR (Morale, Welfare, and Recreation)
| 1502000 |  | Facility Investment
|  | 3.6 | Other Recurring Services Program
A022AE | 1502000 | 3.6.1 | Exhaust Hoods and Ducts | 12 | MO |  | 0
A022AG | 1502000 | 3.6.13 | Oil-Water Separators and Grease Traps Maintenance | 12 | MO |  | 0
|  |  | MWR SUBTOTAL: |  |  |  | 0
A023 |  |  | NEXCOM (Navy Exchange)
| 1502000 |  | Facility Investment
|  | 3.6 | Other Recurring Services Program
A023AA | 1502000 | 3.6.1 | Exhaust Hoods and Ducts | 12 | MO |  | 0
|  |  | NEXCOM SUBTOTAL: |  |  |  | 0
TOTAL FOR LINE ITEM 0001 - BASE PERIOD - RECURRING WORK (ELINs A001 THROUGH A023 21) | [6 empty] | 0
SECTION J
EXHIBIT A
Unit Price Per Linear Foot to Provide Red Wood or Cedar Fence Including Dog Ear Fence Boards, Posts, Rails, Braces and all Hardware.
Fence Board Height of 6'
Unit Price Per Linear Foot to Provide Reconditioning and Maintenance Service for Barbwire Fence.
Unit Price Per Linear Foot to Provide Red Wood or Cedar Fence Including Dog Ear Fence Boards, Posts, Rails, Braces and all Hardware.
Fence Board Height of 6'
Unit Price Per Linear Foot to Provide Reconditioning and Maintenance Service for Ornamental Steel Fence.
Unit Price Per Linear Foot to Provide Red Wood or Cedar Fence Including Dog Ear Fence Boards, Posts, Rails, Braces and all Hardware.
Fence Board Height of 6'
Unit Price Per Linear Foot to Provide Reconditioning and Maintenance Service for Wood Fence.
PROVIDE A UNIT PRICE FOR THE REMOVAL AND DISPOSAL OF FENCE COMPLETE, FENCE POSTS, BARBWIRE, BARBED TAPE.
IN ACCORDANCE WITH SECTION C, C.10.1.l
ELIN A001EW through A001FI
Unit Price Per Linear Foot to Provide Red Wood or Cedar Fence Including Dog Ear Fence Boards, Posts, Rails, Braces and all Hardware.
Fence Board Height of 6'
Unit Price Per Linear Foot to Provide Removal Service for Chain link Fence.
Including Fabric, Posts, Gates, Rails, Tension Wire, Barbwire/Barbed Tape.
Unit Price Per Linear Foot to Provide Red Wood or Cedar Fence Including Dog Ear Fence Boards, Posts, Rails, Braces and all Hardware.
Fence Board Height of 6'
Unit Price Per Linear Foot to Provide Removal Service for Chain link Fence Gates including tracks (not posts).
Unit Price Per Linear Foot to Provide Red Wood or Cedar Fence Including Dog Ear Fence Boards, Posts, Rails, Braces and all Hardware.
Fence Board Height of 6'
Unit Price Per Linear Foot to Provide Removal Service for Ornamental Steel Fence. Including Posts and Gates
Unit Price Per Linear Foot to Provide Red Wood or Cedar Fence Including Dog Ear Fence Boards, Posts, Rails, Braces and all Hardware.
Fence Board Height of 6'
Unit Price Per Linear Foot to Provide Removal Service for Wood Fence. Including Posts and Gates.
Unit Price Per Linear Foot to Provide Red Wood or Cedar Fence Including Dog Ear Fence Boards, Posts, Rails, Braces and all Hardware.
Fence Board Height of 6'
Unit Price Per Linear Foot to Provide Removal Service for Barbwire Fence. Including Posts and all wire.
Unit Price Per Linear Foot to Provide Red Wood or Cedar Fence Including Dog Ear Fence Boards, Posts, Rails, Braces and all Hardware.
Fence Board Height of 6'
Unit Price Each to Provide Removal Service for Fence Posts. Including Posts Footing with Braces and Supports as Required.
Unit Price Per Linear Foot to Provide Red Wood or Cedar Fence Including Dog Ear Fence Boards, Posts, Rails, Braces and all Hardware.
Fence Board Height of 6'
Unit Price Each to Provide Removal Service for Fence Posts. Post Cut-off Flush.
Unit Price Per Linear Foot to Provide Red Wood or Cedar Fence Including Dog Ear Fence Boards, Posts, Rails, Braces and all Hardware.
Fence Board Height of 6'
Unit Price Each to Provide Removal Service for Fence Posts. Driven Post.
Unit Price Per Linear Foot to Provide Red Wood or Cedar Fence Including Dog Ear Fence Boards, Posts, Rails, Braces and all Hardware.
Fence Board Height of 6'
Unit Price Each to Provide Removal Service for Fence Posts. Including Posts Footing with Braces and Supports as Required.
Posts Set in Concrete/Asphalt.
Unit Price Per Linear Foot to Provide Red Wood or Cedar Fence Including Dog Ear Fence Boards, Posts, Rails, Braces and all Hardware.
Fence Board Height of 6'
Unit Price Per Square Foot to Patch and Refinish Concrete or Asphalt Surface.
Surface Depth to Match Surrounding.
Unit Price Each to Remove and Dispose of or Save and Store (for reuse) Barbwire Single Arm Support.
Unit Price Each to remove and Dispose of or Save and Store (for reuse) Barbwire Double (V) Arm Support.
Lump Sum Price for the recycling of removed materials. Based on a Percentage Added to Removal Item Ordered
SECTION J
EXHIBIT A
Lump Sum Price for the Recycling of Removed Materials. Based on a Percentage Added to Removal Item Ordered, ELIN A001EK to A001EW. Figured on a Quantity of 1,000. The Quantity Provided is for Establishing the Percentage Rate Only.
PROVIDE A UNIT PRICE TO PERFORM EXPEDITED SERVICES.
IN ACCORDANCE WITH SECTION C, C.10.2
ELIN A001FJ
Lump Sum Price for Expedited Maintenance and Repair Services. Based on a Percentage Added to Task Order Total. Figured on a Quantity of 1,000. The Quantity Provided is for Establishing the Percentage Rate Only.
SECTION J
EXHIBIT A
SECTION J
EXHIBIT A
PROVIDE A UNIT PRICE FOR THE RENTAL OF TEMPORARY CHAIN LINK FENCE.
IN ACCORDANCE WITH SECTION C, C.10.3
ELIN A001FK THROUGH A001FP
Unit Price Per Linear Foot to Provide Red Wood or Cedar Fence Including Dog Ear Fence Boards, Posts, Rails, Braces and all Hardware.
Fence Board Height of 6'
Unit Price Per Linear Foot to Provide Temporary Chain link Fence.
6' Fence Height
Driven Posts
Unit Price Per Linear Foot to Provide Red Wood or Cedar Fence Including Dog Ear Fence Boards, Posts, Rails, Braces and all Hardware.
Fence Board Height of 6'
Unit Price Per Linear Foot to Provide Temporary Chain link Fence.
12' Panel, 6' Height
Driven Posts
Unit Price Per Linear Foot to Provide Red Wood or Cedar Fence Including Dog Ear Fence Boards, Posts, Rails, Braces and all Hardware.
Fence Board Height of 6'
Unit Price Per Linear Foot to Provide Temporary Chain link Fence.
12' Panel, 6' Height, Free-Standing
Unit Price Per Linear Foot to Provide Red Wood or Cedar Fence Including Dog Ear Fence Boards, Posts, Rails, Braces and all Hardware.
Fence Board Height of 6'
Unit Price Per Linear Foot to Provide Red Wood or Cedar Fence Including Dog Ear Fence Boards, Posts, Rails, Braces and all Hardware.
Fence Board Height of 6'
Unit Price Per Linear Foot to Provide Temporary Chain link Fence.
Driven Posts
With Barbwire, 7' Fence Height
Unit Price Per Linear Foot to Provide Red Wood or Cedar Fence Including Dog Ear Fence Boards, Posts, Rails, Braces and all Hardware.
Fence Board Height of 6'
Unit Price Per Linear Foot to Provide Temporary Chain link Fence.
12' Panel, With Barbwire, 7' Height
Driven Posts
Unit Price Per Linear Foot to Provide Red Wood or Cedar Fence Including Dog Ear Fence Boards, Posts, Rails, Braces and all Hardware.
Fence Board Height of 6'
Unit Price Per Linear Foot to Provide Temporary Chain link Fence.
12' Panel, With Barbwire, 7' Height,
Free-Standing

## CLIN 002 - Base Period - NRW
ATTACHMENT J-0200000-12 XX
EXHIBIT LINE ITEM NUMBERS
SOLICITATION/CONTRACT # N62470-25-R-0020 XX-R-00XX
EXHIBIT A - BASE PERIOD - NON-RECURRING WORK
CLIN 0002
Non-Recurring Work Price - Base Period
PROVIDE PRICES TO PERFORM NON-RECURRING WORK - IN ACCORDANCE WITH SECTION C, SPEC ITEM 4, AND TO PRICE ADDITIONS AND DELITIONS TO THE RECURRING WORK REQUIREMENTS - IN ACCORDANCE WITH ANNEX 0200000, SPEC ITEM 2.14.1, RECURRING WORK PREPARATION OF PROPOSAL
ELINs A700 THROUGH A1032
ELIN | Annex/Sub-Annex | Short Description | Long Description | Unit Price (USD) | Unit of Issue | Estimated Quantities | Extended Price (USD)
UNIT PRICED TASK (UPT) WORK
| 200000 |  | Management and Administration
A700 |  | Naval Hospital Disaster Exercise Staff Support Requirements | Provide labor, management, supervision, tools, material and equipment to provide onsite labor at Building 273, NAS I, to support Naval Hospital disaster exercises within response and completion times specified in J-0200000-10, Naval Hospital Disaster Exercise Support Requirements (Non-Recurring/IDIQ), Section J. Respond within 1 working day or as specified in the orders. |  | EA | 5 | 0
A701-A705 | Reserved
| 1401000 |  | Family Housing
A706 |  | FH Change of Occupancy Maintenance (COM) | Provide labor, management, supervision, tools, material and equipment to perform Change of Occupancy Maintenance including all requirements per J-1401000-07 Performance Objectives and Standards, J-1401000-08 Change of Occupancy Maintenance Notice of Vacancy and Work Completion, J-1401000-09 FH Change of Occupancy Maintenance Checklist, and J-1401000-10 Listing of FH Change of Occupancy Maintenance Tasks, Section J, at the ordered location. Complete all work within 3 working days or as specified in the order. |  | EA | 4 | 0
A707 |  | FH Bathtub Replacement | Provide labor, management, supervision, tools, material and equipment to replace a bathtub with a new commercial grade fixture including removal of existing tub and installation of new shower valves and caulking at the ordered location. Where appropriate, single handle control valves shall be used. Complete all work within 3 working days during COM or as specified in the order. |  | EA | 4 | 0
A708 |  | FH Bathtub Liner Replacement | Provide labor, management, supervision, tools, material and equipment to replace a bathtub liner with a new commercial grade to match existing tub color including removal of existing liner and caulking of joints at the ordered location. Finished product shall be free of voids, loose spots, and cover tub from edge to edge and floor. Complete all work within 3 working days during COM or as specified in the order. |  | EA | 4 | 0
A709 |  | FH Bathtub and Shower Control Valves Replacement | Provide labor, management, supervision, tools, material and equipment to replace bathtub and shower control valves having new commercial grade bright chrome finish to match existing including removal of existing valves and caulking of joints at the ordered location. Complete all work within 3 working days during COM or as specified in the order. |  | EA | 8 | 0
A710 |  | FH Kitchen Sink Replacement | Provide labor, management, supervision, tools, material and equipment to replace a kitchen sink with new sink to match existing to include removal of existing sink, single chrome finish control high spout kitchen faucet with spray arm, continuous waste drain and p-trap at the ordered location. Completed installation shall be free of leaks and present a finished appearance. Complete all work within 3 working days during COM or as specified in the order. |  | EA | 4 | 0
A711 |  | FH Countertop Replacement | Provide labor, management, supervision, tools, material and equipment to replace a countertop to include removal of existing top, removal and reinstallation of sink, and installation of new granite top as specified, sealing/grouting of joints per manufacturer's recommendations, 10 centimeter back splash, and drip edge at the ordered location. Complete all work within 3 working days during COM or as specified in the order. |  | EA | 4 | 0
A712 |  | FH Cabinet Doors Replacement | Provide labor, management, supervision, tools, material and equipment to replace cabinet doors with new doors to match existing door style, materials and finish to include removal of existing doors, new hinges, latch and handle hardware at the specified location. Complete all work within 3 working days during COM or as specified in the order. |  | EA | 4 | 0
A713 |  | FH Exhaust Hood Replacement | Provide labor, management, supervision, tools, material and equipment to replace a range exhaust hood with new hood to match existing to include removal of existing hood at the ordered location. New hood shall be complete with removable washable filtering element, 3 speed fan, and 2 level light. Complete all work within 3 working days during COM or as specified in the order. |  | EA | 4 | 0
A714 |  | FH Screen Door Replacement | Provide labor, management, supervision, tools, material and equipment to replace an exterior screen door with new aluminum security type door (approx. 210 x 85 centimeters) to match existing opening to include removal of existing door, new deadbolt locking system and minimum of 2 sets of keys at the ordered location. Complete all work within 3 working days during COM or as specified in the order. |  | EA | 4 | 0
A715 |  | FH Door Replacement (Exterior and Interior) | Provide labor, management, supervision, tools, material and equipment to replace an exterior or interior door with new door to match existing style, wood species and finish to include removal of existing door, touchup of scratches and nicks in adjoining frame, and reinstallation of existing hardware where unrepairable at the ordered location. Exterior doors shall be solid core (not core filled) and replaced the same day work is started. Metal exterior doors shall meet the industrial standards requirements for thermos insulated pre-factory finished exterior doors and frames. Doors shall be plumbed and planed (to include appropriate bevel) to provide a minimum 3 millimeter finished clearance between door and adjoining head and jambs, and trimmed to provide adequate clearance above the floor. Complete all work within 3 working days during COM or as specified in the order. |  | EA | 10 | 0
A716 |  | FH Ceramic Tile Replacement | Provide labor, management, supervision, tools, material and equipment to replace ceramic tile with new tile to match existing on floors, walls, and window stools where broken, missing, cracked or discolored to include removal of existing tiles and grouting of new tiles at the ordered location. Marble saddles shall be replaced where damaged. Floor tiles shall be grouted as required to provide a waterproof seal. Where exact match is no longer available, remove and replace nondefective tiles to create a pattern to minimize visual effect of the style/color mismatch. Complete all work within 3 working days during COM or as specified in the order. |  | SM | 300 | 0
A717 |  | FH Terrazzo Tile Replacement | Provide labor, management, supervision, tools, material and equipment to replace terrazzo tile with new tile to match existing where broken, missing, cracked, spalled or discolored to include removal of defective tiles and grouting of new tiles at the ordered location. Floor tiles shall be regrouted as required to provide a waterproof seal. Where exact match is no longer available, remove and replace nondefective tiles to create a pattern to minimize visual effect of the style/color mismatch. Complete all work within 3 working days during COM or as specified in the order. |  | SM | 300 | 0
A718-A729 | Reserved
| 1402000 |  | Unaccompanied Housing
A730 |  | Bachelor Quarters Small Unit COM (Single Bedroom) | Provide labor, management, supervision, tools, material and equipment to perform complete Change of Occupancy Maintenance in a small BQ unit including all requirements per J-1402000-04 Change of Occupancy Maintenance Objectives and Standards and J-1402000-05 Listing of Change of Occupancy Maintenance Tasks in Section J at the ordered location. Complete all work within 2 working days during COM or as specified in the order. |  | EA | 50 | 0
A731 |  | Bachelor Quarters Common Area COM (Kitchette/Bathroom) | Provide labor, management, supervision, tools, material and equipment to perform complete Change of Occupancy Maintenance in a BQ unit common area including all requirements per J-1402000-04 Change of Occupancy Maintenance Objectives and Standards and J-1402000-05 Listing of Change of Occupancy Maintenance Tasks in Section J at the ordered location. Complete all work within 2 working days during COM or as specified in the order. |  | EA | 40 | 0
A732 |  | Bachelor Quarters Small Unit Painting (Single Bedroom) | Provide labor, management, supervision, tools, material and equipment to perform complete painting of a BQ small unit at the designated location. Complete all work within 2 working days during COM or as specified in the order. |  | EA | 50 | 0
A733 |  | Bachelor Quarters Common Area Painting (Kitchette/Bathroom) | Provide labor, management, supervision, tools, material and equipment to perform complete painting of a BQ common area including labor and materials at the designated location. Complete all work within 2 working days during COM or as specified in the order. |  | EA | 40 | 0
A734-A749 | Reserved
| 1502000 |  | Facility Investment
A750 |  | Roof Surface Cleaning | Provide labor, management, supervision, tools, material and equipment to clean entire surfaces of a facility roof including strainer(s) at the designated location. Complete all work within 3 working days or as specified in the order. |  | SM | 3000 | 0
A751 |  | Multi-story Roof Gutter Cleaning | Provide labor, management, supervision, tools, material and equipment to clean all roof gutters on a multi-story facility roof including downspouts and any underground drainage systems at the designated location(s). Work includes realigning and resecuring of gutters and downspouts where loose, sealing where leaking, and repair or replacement where damaged or missing. Complete all work within 3 working days or as specified in the order. |  | MR | 3000 | 0
A752 |  | Interior Painting | Provide labor, management, supervision, tools, material and equipment to paint interior surfaces of facilities using washable interior latex paint having a flat, semi-gloss or gloss finish and color as specified in the task order. Work includes surface preparation, priming and application of 2 finish coats of paint. All products shall be lead-free, odorless, nontoxic, and compatible with surfaces where being used. Complete all work within 3 working days or as specified in the order. |  | SM | 2000 | 0
A753 |  | Exterior Painting | Provide labor, management, supervision, tools, material and equipment to paint exterior surfaces of facilities using acrylic resin exterior type paint with and without quartz having a flat, semi-gloss or gloss finish and color as specified in the task order. Work includes surface preparation, priming and application of 2 roller applied finish coats of paint. All products shall be lead-free, odorless, nontoxic, and compatible with surfaces where being used. Complete all work within 3 working days or as specified in the order. |  | SM | 2000 | 0
A754 |  | Septic Tank Sludge Removal | Provide labor, management, supervision, tools, material and equipment to remove, weight and dispose of sludge from septic tanks at the designated location(s). Work includes pumping, removal of sludge, disposal of sludge and all transportation and disposal costs. Minimum quantity 500Kg. Sewage pipe cleaning not included. Complete all work within 3 working days or as specified in the order. |  | KG | 19500 | 0
A755 |  | Magnetic Key Card Locking Mechanism Replacement | Provide labor, management, supervision, tools, material and equipment to replace magnetic key card locksets in doors per technical specification 1502000, Section C. Complete all work within 1 working days or as specified in the order. |  | EA | 10 | 0
A756 |  | Portable Toilet Cabin | Provide labor, management, supervision, tools, material and equipment required to provide, deliver, clean and service portable toilet cabin(s) to specified location(s). Unit price per day/per toilet. General characteristics of the toilet cabins shall be as follows: Chemical operating WC; Thermosetting plastic composition white walls; Anti-skid plastic composition footboard; Sling hook for crane; Air grids and locks; Male/female external selector; Soap and toilet paper dispensers; Cleaning brush; Pedal flush; Pedal sink faucet; Mirror, Anti-vandalism door. Autonomy: approx. 250 uses. The Contractor shall clean and service portable toilet cabin(s) once per day as specified in the order to ensure all surfaces are cleaned, disinfected and deodorized, supplies are restocked, waste is removed and disposed of, and chemical are provided. The Contractor shall dispose of waste resulting from the use of portable toilet cabin(s) in accordance with all applicable Italian regulations. Portable toilet cabin(s) shall be removed within 1 working day past requirement termination. Delivery shall be completed within 2 calendar days or as specified in the order. Cost is based on a minimum 3 calendar days per unit (unit cost shall be per calendar day). |  | EA | 25 | 0
A757 |  | Bathroom Fixtures Replacement - Soap Dispenser | Provide labor, management, supervision, tools, material and equipment to supply and install new stainless steel soap dispenser. Provide customer with standard pre-approved fixture cut-sheets prior to installation for review. Complete all work within 3 working days or as specified in the order. |  | EA | 38 | 0
A758 |  | Bathroom Fixtures Replacement - Paper Towel Dispenser | Provide labor, management, supervision, tools, material and equipment to supply and install new stainless steel paper towel dispenser. Provide customer with standard pre-approved fixture cut-sheets prior to installation for review. Complete all work within 3 working days or as specified in the order. |  | EA | 38 | 0
A759 |  | Bathroom Fixtures Replacement - Toilet Paper Dispenser | Provide labor, management, supervision, tools, material and equipment to supply and install new stainless steel toilet paper dispenser. Provide customer with standard pre-approved fixture cut-sheets prior to installation for review. Complete all work within 3 working days or as specified in the order. |  | EA | 38 | 0
A760 |  | Leak Detection Services | Provide labor, management, supervision, tools, material and equipment to perform acoustic or other types of testing to find leaks and other subsurface utilities up to 100 linear meters. Contractor shall submit results of testing in duplicate hard copy format consistent with accepted standards and practices indicating locations o potential leaks. Complete all work within 2 working days or as specified in the order. |  | EA | 14 | 0
A761 |  | Video Inspection | Provide labor, management, supervision, tools, material and equipment required to perform video inspection of pipes and other confined spaces with video equipment up to 100 linear meters. Provide inspections results on DVD for government review and approval in duplicate prior to finalizing payment. Complete all work within 2 working days or as specified in the order. |  | EA | 14 | 0
A762 |  | Manlift Rental with Operator | Provide labor, management, supervision, tools, material and equipment required to rent manlift including operator per day. Manlift boom length shall be up to 35 meters. Contractor shall submit site-specific fall protection plan and provide daily safety and operational brief for personnel. This item is restricted to Public Works Department ordering. Complete all work within 2 working days or as specified in the order. |  | DA | 35 | 0
A763 |  | Hangar High Bay LED Lighting Fixture Replacement | Provide labor, management, supervision, tools, material and equipemnt required to replace 10-15 meters high hangar lighting. This requirment includes the use of appropriate equipment like scissor lift, scaffolding, or bucket truck (must be able to reach between 10 and 15 meters high depending on the hangar location). The Contractor shall follow all safety procedures for working at heights, such as using harnesses and ensuring proper fall protection is in place. Lights are up to 2500lumen, 400W each (230V/110V depending on the location). The Contractor shall replace entire lighting fixtures IAW manufacturers’ recommended procedures and OEM standards. Complete all work within 2 working days or as specified in the order. |  | EA | 50 | 0
A764 |  | Roads and Parking Lots Maintenance - Asphalt | Provide labor, management, supervision, tools, material and equipemnt required to road and parking lots maintenance and reparis, to include repair of of potholes on asphal roads. Tasks include but are not limited to: i. Preparation: a. - Identify and Mark: Locate the pothole and mark the area to be repaired, usually extending slightly beyond the damaged area. b. Remove Debris: - Clear the pothole of loose material, water, and any debris that might hinder the repair. c. Cut and Excavate: If necessary, cut the edges of the pothole to create a square or rectangular shape and remove damaged pavement to reach a stable base. d. Trim and Compact Base: Ensure the base of the pothole is trimmed and compacted for proper support. ii. Application: a. Tack Coat: Apply a bonding agent (tack coat) to the edges of the excavation to ensure a strong bond between the existing pavement and the new patching material. b. Fill with Patching Material: Backfill the pothole with appropriate patching material, which could be hot mix asphalt or a heated cold mix. iii. Compaction: Compact the patching material thoroughly using a roller, plate compactor, or other suitable equipment. iv. Finishing: a. Seal Joints: Seal the edges of the patch to prevent water infiltration. b. Clean Up: Remove any excess material or debris from the repaired area. c. Restriping: Where needed, restripe horizontal markings (road limits, stop signs and/or pedestrian crossing lines and similar). Complete all work within 5 working days or as specified in the order. |  | SM | 1500 | 0
A765 |  | Roads and Parking Lots Maintenance | Provide labor, management, supervision, tools, material and equipemnt required to road and parking lots maintenance and reparis, to include repair of of potholes, bumps and erosion on dirt road. Tasks include but are not limited to: i. Grading: Level the road surface, removing ruts and wash boarding, and reshaping the road crown ii. Pothole Patching: Backfill potholes with approved material for the area involved iii Drainage Maintenance: Clearing ditches and culverts to ensure water can flow freely away from the road surface iv. Shoulder Maintenance: Provide a stable edge to the road and ensure proper drainage Complete all work within 5 working days or as specified in the order. |  | SM | 2500 | 0
A766 |  | Pressure Washing Service - Dirt Road | Provide labor, management, supervision, tools, materials, and equipment required to perform pressure washing of asphalt and concrete roads, parking areas, sidewalks, exterior stairs, and exterior walls at designated locations. This includes the removal of debris, dirt, grime, oil, grease, moss, algae, mildew, and other surface contaminants. Surfaces shall be pre-treated as necessary to ensure effective cleaning while preventing damage." This may require work after normal working hours to prevent disruption to operations. Complete all work within 3 working days or as specified in the order. |  | SM | 2000 | 0
A767-A779 | Reserved
| 1503010 |  | Custodial
A780 |  | Vacuum Carpets and Rugs | Provide labor, management, supervision, tools, material, and equipment required to vacuum carpets and rugs to ensure they are clean. Complete all work within 3 working days or as specified in the order. |  | SM | 500 | 0
A781 |  | Carpet and Rug Deep Cleaning | Provide labor, management, supervision, tools, material, and equipment required to carpet and rug deep cleaning. The Contractor shall deep clean carpets and rugs to ensure that floors are clean and sightly. Acceptable methods for deep cleaning include shampooing, chemical extraction, steam cleaning, and other similar deep cleaning processes. Complete all work within 3 working days or as specified in the order. |  | SM | 500 | 0
A782 |  | Machine Scrub Floors | Provide labor, management, supervision, tools, material, and equipment required to machine scrub floors. Floor surfaces, including joints and corners, are clean and sightly, without embedded dirt, cleaning solution, film debris, stains, marks, wads of gum, tar and similar substances. Complete all work within 3 working days or as specified in the order. |  | SM | 1000 | 0
A783 |  | Damp Mop Floors | Provide labor, management, supervision, tools, material, and equipment required to damp mop floors. Kitchen and restroom floors shall be sanitized. This service includes the floors to be swept prior to wet-mopping. Complete all work within 3 working days or as specified in the order. |  | SM | 1000 | 0
A784 |  | Low Area Cleaning | Provide labor, management, supervision, tools, material, and equipment required to clean low areas. All dust and debris shall be removed. Low area cleaning includes all furniture and fixtures (e.g., doors, partitions, radiators, equipment, hand railings in stairways, grills, ledges, sills, walls, doors, light fixtures, chalk and dry boards and trays, miscellaneous hardware and bright metal work, and similar dust catching surfaces) to a maximum height of 2.1 meters above floor level. Complete all work within 3 working days or as specified in the order. |  | SM | 1000 | 0
A785 |  | High Area Cleaning | Provide labor, management, supervision, tools, material, and equipment required to clean high areas. High area cleaning includes all areas that are vertical and horizontal above 2.1 meters and can exceed 4 meters from floor level. Cleaning may be performed with extension tools or step ladders. All dust and debris shall be removed. Surfaces below the work shall be protected from dust and debris. Complete all work within 3 working days or as specified in the order. |  | SM | 1000 | 0
A786 |  | Interior Window Cleaning | Provide labor, management, supervision, tools, material, and equipment required to clean interior window surfaces and adjacent areas to ensure that surfaces are clean. The Contractor's cleaning techniques and products shall protect the integrity of the glass surface and finish and adjacent areas. Complete all work within 3 working days or as specified in the order. |  | SM | 1000 | 0
A787 |  | Exterior Ground Floor Window Cleaning | Provide labor, management, supervision, tools, material, and equipment required to clean exterior window surfaces and adjacent areas to ensure that surfaces are clean. The Contractor's cleaning techniques and products shall protect the integrity of the glass surface and finish and adjacent areas. Complete all work within 3 working days or as specified in the order. |  | SM | 500 | 0
A788 |  | Exterior Elevated Floor Window Cleaning | Provide labor, management, supervision, tools, material, and equipment required to clean exterior window surfaces above ground floors and adjacent areas to ensure that surfaces are clean. The Contractor's cleaning techniques and products shall protect the integrity of the glass surface and finish and adjacent areas. Complete all work within 3 working days or as specified in the order. |  | SM | 500 | 0
A789 |  | Window Blinds Cleaning | Provide labor, management, supervision, tools, material, and equipment required to remove, clean, and rehang window blinds. Complete all work within 3 working days or as specified in the order. |  | SM | 500 | 0
A790 |  | Glass Surface Cleaning | Provide labor, management, supervision, tools, material, and equipment required to clean glass surfaces. The Contract shall ensure that glass surfaces are sightly and free of all dirt and provide a clear, streak-, smudge- and mark-free appearance regardless of height. Glass surfaces include but are not limited to interior doors, (including associated transoms and sidelights). Complete all work within 3 working days or as specified in the order. |  | SM | 250 | 0
A791 |  | Restroom Cleaning and Servicing | Provide labor, management, supervision, tools, material, and equipment required to clean and servicing restrooms. All restroom surfaces are cleaned, sanitized and deodorized. Restroom supplies are completely restocked and all dispensers are in working condition. After work is completed, restrooms are clean, sanitary and sightly. Complete all work within 1 working days or as specified in the order. |  | SM | 500 | 0
A792 |  | Perimeter Area Cleaning | Provide labor, management, supervision, tools, material, and equipment required to debris removal. The Contractor shall police the area and remove all trash and debris. Area shall be free of all trash and debris and waste containers shall be emptied. This service may be ordered for the interior or exterior of buildings. Complete all work within 3 working days or as specified in the order. |  | SM | 1000 | 0
A793 |  | Stripping and Refinishing | Provide labor, management, supervision, tools, material, and equipment required to stripping and refinishing floors at designated location(s). Complete all work within 3 working days or as specified in the order. |  | SM | 3000 | 0
A794 |  | Cigarette Urn Cleaning | Provide labor, management, supervision, tools, material, and equipment required to remove and disposal of cigarettes waste, clean urn and refill with sand as required. Complete all work within 1 working days or as specified in the order. |  | EA | 100 | 0
A795 |  | Shower Revitalization | Provide labor, management, supervision, tools, material, and equipment required to deep clean floor and wall tiles and showers, clean caulk, re-grout and seal to restore wall and floor surfaces. It includes replacing shower liners and rings. Complete all work within 1 working days or as specified in the order. |  | EA | 50 | 0
A796 |  | Additional Custodial Services | Provide labor, management, supervision, tools, material and equipment to custodial services. Custodial work includes but is not limited to: emptying waste containers, low dusting, water fountains cleaning, sweeping/dust mopping, vacuum carpets and rugs, walk-off mats cleaning, damp mopping, restroom cleaning and restocking. Work shall be started within 2 hours after notification and may continue beyond government regular working hours with no price adjustments. Complete all work within 2 working days or as specified in the order. |  | HR | 240 | 0
A797 |  | Recreation Area / Furniture / Equipment Cleaning | Provide labor, management, supervision, tools, material, and equipment required to clean recreation areas, furniture and equipment. Areas to be serviced include courtyards for Buildings 170, 623, north canopy to Building 545 and west side of Building 318. - Bldg. 170: Courtyard measures approx. 590 sm (from Exit Door of Lobby Area to the end of Bldg. 170). There are six (6) rectangle tables, four (4) round tables, and seven (7) umbrellas. Courtyard, tables and umbrellas shall be pressure washed and cleaned with the use of appropriate detergent from bird droppings and all types of dirt. - Bldg. 623: Courtyard measures approx. 1200 sm (from Exit Door of Lobby Area to the end of Bldg. 623). There are two (2) rectangle tables, 11 round tables, and five (5) large umbrellas, seven (7) small umbrellas, and nine (9) benches. Courtyard, tables, umbrellas and benches shall be pressure washed and cleaned with the use of appropriate detergent from bird droppings and all types of dirt. Estimated annual cleaning events: six (6). Complete all work within 2 working days or as specified in the order. |  | EA | 6 | 0
A798-A809 | Reserved
| 1503020 |  | Pest Control
A810 |  | Adult Mosquito Surveillance | Provide labor, management, supervision, tools, material, and equipment required to conduct surveillance for adult mosquitos using light trap(s) and deliver catches to Naval Hospital Sigonella Preventive Medicine within 2 working days following receipt of the task order. Complete work within time periods specified in J-1503020. |  | EA | 16 | 0
A811 |  | Adult Mosquito Control | Provide labor, management, supervision, tools, material, and equipment required to apply a mosquito adulticide (ULV formulation) at the designated location(s) within time period of 24 hours to respond. Pest control services for adult mosquitoes shall be performed in the early morning hours (between 3am-6am). The Contractor shall nebulize and spray approved pesticide utilizing fog-generating equipment as requested in the order. Complete work within time periods specified in J-1503020. |  | KM | 16 | 0
A812 |  | Larval Mosquito Surveillance | Provide labor, management, supervision, tools, material, and equipment required to conduct surveillance of designated mosquito breeding sites for immature mosquitoes (eggs, larvae, and pupae). Time Period to Respond: within 2 working days. Complete work within time periods specified in J-1503020. |  | EA | 16 | 0
A813 |  | Larval and Pupal Mosquito Control | Provide labor, management, supervision, tools, material, and equipment required to control larval and pupal mosquitoes in designated area(s) and time periods to control within time period of 1 working day to respond. Complete work within time periods specified in J-1503020. |  | EA | 16 | 0
A814 |  | Nuisance Pest Control | Provide labor, management, supervision, tools, material, and equipment required to conduct surveillance and control ants, cockroaches, silverfish, centipedes, millipedes, beetles, fleas, spiders, and/or stored product pests at the designated location(s) per the applicable General Requirements and Performance Standards (Nuisance Pest Requirements) within time period of 3 working days to respond, 7 working days to obtain control, and 30 days to maintain control. |  | EA | 70 | 0
A815 |  | Disease Vector and Health Pest Control | Provide labor, management, supervision, tools, material, and equipment required to conduct surveillance and control bed bugs, bees, wasps, hornets, and other stinging arthropods, filth flies, and/or ticks at the designated location(s) per the applicable General Requirements and Performance Standards (Disease Vector and Health Pest Requirements) within time period of 1 working day to respond. |  | EA | 30 | 0
A816 |  | Vertebrate Pest Control | Provide labor, management, supervision, tools, material, and equipment required to conduct surveillance and control commensal rodents, pest birds, feral dogs and cats, and snakes in and around designated location(s) per the applicable General Requirements and Performance Standards (Vertebrate Pest Requirements) within time period of 24 hours to respond, and time periods to obtain and maintain control as specified in Pest Control Section J. |  | EA | 175 | 0
A817 |  | Termite and Other Wood Destroying Organisms Survey | Provide labor and materials to conduct surveillance in a facility for all termites species and other wood destroying organisms including fungal rots, carpenter ants, and wood boring beetles within following time periods to respond: within 4 hours after receipt of the order if reported as a swarm, otherwise, 5 working days. Complete work within time periods specified in J-1503020. |  | EA | 50 | 0
A818 |  | Termite Control | Provide labor, management, supervision, tools, material, and equipment required to control infestations of subterranean termites per J-1503020 (Termite Control Specifications) within time period of 5 working days after receipt of the task order to respond. Complete work within time periods specified in J-1503020. |  | SM | 300 | 0
A819 |  | Weed Control (Herbicide Treatment) | Provide labor, management, supervision, tools, material, and equipment required to perform selective herbicide treatment to the location(s) indicated on the order. Selective herbicide shall be handled and applied as indicated by the manufacturer printed directions/instructions. Herbicide products shall be registered at the Italian/Regional Ministry of Agriculture; shall be usable at locations normally frequented by persons / pets. Herbicide shall destroy only the infesting weeds without harming/damaging the surrounding ornamental vegetation (such as lawn, ornamental plants, etc.). All warning signs indicating herbicide application/contamination to limit/restrict utilization of the application areas shall be used and enforced for the decay period of the herbicide being used. Herbicide shall not be used when the environment conditions conflict with manufacturers printed directions. Herbicide products shall be submitted to the KO for approval prior their use. Use of not approved herbicide is prohibited. Time Period to Respond: 7 working days. |  | SM | 3500 | 0
A820 |  | Vertebrate Carcass Removal (up to 1 Kg) | Provide labor, management, supervision, tools, material, and equipment required to remove vertebrate carcass up to 1 Kg such as birds, cats, rats and similar size. Complete work within 1 working day or as specified in the order. |  | EA | 20 | 0
A821 |  | Vertebrate Carcass Removal (more than up to 5 Kg) | Provide labor, management, supervision, tools, material, and equipment required to remove vertebrate carcass from 1 Kg up to 5 Kg such as birds, cats, rats and similar size. Complete work within 1 working day or as specified in the order. |  | EA | 20 | 0
A822 |  | Stray and Feral Cats Management (live cats) | Provide labor, management, supervision, tools, material, equipment and coordination of efforts with local authorities (ASL) for the proper management of stray and feral cats. The Contractor shall place traps and/or outline area with portable fences/nets in locations as specified by the order. The Contractor shall check traps/fences/nets no less than every 12 hours or more often to ensure cat welfare depending on weather conditions (high heat, rain, cold, etc.). Traps/fences/nets shall be disabled during weekends, holidays and daily at close of business, and reopened at the beginning of the next working day. The Contractor shall monitor traps/fences/nets for 20 working days. Traps/fences/nets shall be re-baited and cleaned daily and maintained in proper working condition while in use. Upon capture of cat, the Contractor shall first scan the cat for ownership (i.e. microchip). United States registered cats shall be kept on base, the KO will be notified with scanned ownership data, and NSA Naples will reunite these U.S. registered animals with their registered owners. If cat ownership is determined to be Italian resident, the animal will be turned over to ASL for reuniting with the registered owner. If ownership cannot be determined (non-microchipped cat), the Contractor shall humanely transfer the cat to the local competent authority for examination, sterilization and return to original pickup location as per Italian law. At all times, the Contractor shall perform stray and feral cats management in full compliance with any applicable Navy policies and Italian laws, norms, decrees, and regulations in force at the time this service is ordered. Law compliance shall include but it not limited to: T.U.LL.SS. 1265/1934; R.P.V. – DPR 320/54; Legge 281/91 e recipient regional; Accordo Stato Regioni strutture veterinarie 2002; Accordo Stato Regioni benessere pet 2003; Legge 189/04; Decisione CE 998/04; O.M. 6.8.08 – O.M. 24.12.04 – O.M. 3.3.09. The Contractor shall feed and humanely handle and care for the cat from the moment of capture to the moment of release. No mistreatment of cats shall be tolerated at any time. Any pertinent documentation (i.e. ASL Intervention Report) shall be provided to the KO by close of business. Time Period to Respond: within 1 working day following receipt of the order. |  | EA | 15 | 0
A823-A829 | Reserved
| 1503030 |  | Integrated Solid Waste Management (ISWM)
A830 |  | Bulky Waste Removal and Disposal | Provide labor, management, supervision, tools, material, and equipment required to perform integrated solid waste management services. The Contractor shall removed and dispose bulky waste at the designed location(s). Bulky waste include appliances such as refrigerators, stoves, dishwashers, washers, driers, and electronic items such as monitors, computers, televisions, printers, and similar. Bulky waste shall be transported, disposed or recycled in accordance with applicable Italian/Municipal laws and regulations. Complete all work within 3 working days. Submit documentation supporting disposal/recycling within five working days. |  | CZ | 10 | 0
A831 |  | Solid Waste Removal and Disposal - Provide Commercial Container - 10 Cubic Meters | Provide labor, management, supervision, tools, material, and equipment required to perform integrated solid waste management services. The Contractor shall provide and deliver 10-cubic meter container(s) at location(s) identified in the order and dispose of the entire contents of solid waste. Waste shall be transported, disposed or recycled in accordance with applicable Italian/Municipal laws and regulations. Containers(s) shall be removed within 1 working day past requirement termination. Container(s) delivery shall be completed within 2 working days. The order will include the delivery date, location and duration. |  | EA | 5 | 0
A832 |  | Solid Waste Removal and Disposal - Provide Commercial Container - 20 Cubic Meters | Provide labor, management, supervision, tools, material, and equipment required to perform integrated solid waste management services. The Contractor shall provide and deliver 20-cubic meter container(s) at location(s) identified in the order and dispose of the entire contents of solid waste. Waste shall be transported, disposed or recycled in accordance with applicable Italian/Municipal laws and regulations. Containers(s) shall be removed within 1 working day past requirement termination. Container(s) delivery shall be completed within 2 working days. The order will include the delivery date, location and duration. |  | EA | 5 | 0
A833 |  | Mixed Construction Material Waste Removal and Disposal - Provide Commercial Container - 10 Cubic Meters | Provide labor, management, supervision, tools, material, and equipment required to perform integrated solid waste management services. The Contractor shall provide and deliver 10-cubic meter container(s) at location(s) identified in the order and dispose of mixed construction material waste. Mixed construction material waste shall be transported, disposed or recycled in accordance with applicable Italian/Municipal laws and regulations. Containers(s) shall be removed within 1 working day past requirement termination. Container(s) delivery shall be completed within 2 working days. The order will include the delivery date, location and duration. |  | EA | 10 | 0
A834 |  | Mixed Construction Material Waste Removal and Disposal - Provide Commercial Containers - 20 Cubic Meters | Provide labor, management, supervision, tools, material, and equipment required to perform integrated solid waste management services. The Contractor shall provide and deliver 20-cubic meter container(s) at location(s) identified in the order and dispose of mixed construction material waste. Mixed construction material waste shall be transported, disposed or recycled in accordance with applicable Italian/Municipal laws and regulations. Containers(s) shall be removed within 1 working day past requirement termination. Container(s) delivery shall be completed within 2 working days. The order will include the delivery date, location and duration. |  | EA | 5 | 0
A835 |  | Grass Cutting/Vegetation Removal and Disposal - Provide Commercial Container - 10 Cubic Meters | Provide labor, management, supervision, tools, material, and equipment required to perform integrated solid waste management services. The Contractor shall provide and deliver 10-cubic meter container(s) at location(s) identified in the order and dispose of grass cutting/vegetation waste. Grass cutting/vegetation waste shall be transported, disposed or recycled in accordance with applicable Italian/Municipal laws and regulations. Containers(s) shall be removed within 1 working day past requirement termination. Container(s) delivery shall be completed within 2 working days. The order will include the delivery date, location and duration. |  | EA | 5 | 0
A836 |  | Grass Cutting/Vegetation Removal and Disposal - Provide Commercial Container - 20 Cubic Meters | Provide labor, management, supervision, tools, material, and equipment required to perform integrated solid waste management services. The Contractor shall provide and deliver 20-cubic meter container(s) at location(s) identified in the order and dispose of grass cutting/vegetation waste. Grass cutting/vegetation waste shall be transported, disposed or recycled in accordance with applicable Italian/Municipal laws and regulations. Containers(s) shall be removed within 1 working day past requirement termination. Container(s) delivery shall be completed within 2 working days. The order will include the delivery date, location and duration. |  | EA | 5 | 0
A837 |  | Hard Plastic Removal and Disposal - Provide Commercial Container - 10 Cubic Meters | Provide labor, management, supervision, tools, material, and equipment required to perform integrated solid waste management services. The Contractor shall provide and deliver 10-cubic meter container(s) at location(s) identified in the order and dispose of hard plastic waste generated by construction/demolition activities such as waster pipes, electrical conduit and similar. Hard plastic waste shall be transported, disposed or recycled in accordance with applicable Italian/Municipal laws and regulations. Containers(s) shall be removed within 1 working day past requirement termination. Container(s) delivery shall be completed within 2 working days. The order will include the delivery date, location and duration. |  | EA | 5 | 0
A838 |  | Hard Plastic Removal and Disposal - Provide Commercial Container - 20 Cubic Meters | Provide labor, management, supervision, tools, material, and equipment required to perform integrated solid waste management services. The Contractor shall provide and deliver 20-cubic meter container(s) at location(s) identified in the order and dispose of hard plastic waste generated by construction/demolition activities such as waster pipes, electrical conduit and similar. Hard plastic waste shall be transported, disposed or recycled in accordance with applicable Italian/Municipal laws and regulations. Containers(s) shall be removed within 1 working day past requirement termination. Container(s) delivery shall be completed within 2 working days. The order will include the delivery date, location and duration. |  | EA | 5 | 0
A839 |  | Insulation Material Waste Removal and Disposal - Provide Commercial Container - 10 Cubic Meters | Provide labor, management, supervision, tools, material, and equipment required to perform integrated solid waste management services. The Contractor shall provide and deliver 10-cubic meter container(s) at location(s) identified in the order and dispose of insulation material waste. Insulation material waste shall be transported, disposed or recycled in accordance with applicable Italian/Municipal laws and regulations. Containers(s) shall be removed within 1 working day past requirement termination. Container(s) delivery shall be completed within 2 working days. The order will include the delivery date, location and duration. |  | EA | 5 | 0
A840 |  | Insulation Material Waste Removal and Disposal - Provide Commercial Container - 20 Cubic Meters | Provide labor, management, supervision, tools, material, and equipment required to perform integrated solid waste management services. The Contractor shall provide and deliver 20-cubic meter container(s) at location(s) identified in the order and dispose of insulation material waste. Insulation material waste shall be transported, disposed or recycled in accordance with applicable Italian/Municipal laws and regulations. Containers(s) shall be removed within 1 working day past requirement termination. Container(s) delivery shall be completed within 2 working days. The order will include the delivery date, location and duration. |  | EA | 5 | 0
A841 |  | Filtering Material Waste Removal and Disposal - Provide Commercial Container - 10 Cubic Meters | Provide labor, management, supervision, tools, material, and equipment required to perform integrated solid waste management services. The Contractor shall provide and deliver 10-cubic meter container(s) at location(s) identified in the order and dispose of filtering material waste. Filtering material waste shall be transported, disposed or recycled in accordance with applicable Italian/Municipal laws and regulations. Containers(s) shall be removed within 1 working day past requirement termination. Container(s) delivery shall be completed within 2 working days. The order will include the delivery date, location and duration. |  | EA | 5 | 0
A842 |  | Filtering Material Waste Removal and Disposal - Provide Commercial Container - 20 Cubic Meters | Provide labor, management, supervision, tools, material, and equipment required to perform integrated solid waste management services. The Contractor shall provide and deliver 20-cubic meter container(s) at location(s) identified in the order and dispose of filtering material waste. Filtering material waste shall be transported, disposed or recycled in accordance with applicable Italian/Municipal laws and regulations. Containers(s) shall be removed within 1 working day past requirement termination. Container(s) delivery shall be completed within 2 working days. The order will include the delivery date, location and duration. |  | EA | 5 | 0
A843 |  | Resin Filters Disposal (from reverse osmosis or similar processes) | Provide labor, management, supervision, tools, material, and equipment required to dispose of resin filters from reverse osmosis or similar processes. Resin filters shall be transported, disposed or recycled in accordance with applicable Italian/Municipal laws and regulations. Complete all work within 3 working days. Submit documentation supporting disposal/recycling within five working days. |  | EA | 5 | 0
A844 |  | Spoiled food Removal and Disposal - Food contained in can, plastic, tetra pack containers | Provide labor, management, supervision, tools, material, and equipment required to perform integrated solid waste management services. The Contractor shall removed and dispose spoiled food to include food contained in can, plastic, tetra pack containers at the designed location(s). Spoiled food waste shall be transported, disposed or recycled in accordance with applicable Italian/Municipal laws and regulations. Complete all work within 3 working days. Submit documentation supporting disposal/recycling within five working days. |  | EA | 5 | 0
A845 |  | Spoiled food Removal and Disposal - Meat and Dairy Products | Provide labor, management, supervision, tools, material, and equipment required to perform integrated solid waste management services. The Contractor shall removed and dispose spoiled food to include meat and dairy products at the designed location(s). Spoiled food waste shall be transported, disposed or recycled in accordance with applicable Italian/Municipal laws and regulations. Complete all work within 3 working days. Submit documentation supporting disposal/recycling within five working days. |  | EA | 5 | 0
A846 |  | Exterior Collection Point "Topsy 2000" | Provide labor, management, supervision, tools, material, and equipment required to provide and install new exterior collection point, "Topsy 2000", which consists of 4 "Topsy" containers, pole, panel, and cigarette plate. Respond within 2 working day from receipt of order. Container(s) delivery shall be completed within 30 calendar days. (**This item is available only to customers of the BOSC Custodial or Grounds Recurring Work) |  | EA | 5 | 0
A847 |  | Garage Collection Point "Gemini" | Provide labor, management, supervision, tools, material, and equipment required to provide and install new garage collection point, "Gemini", which consists of 2 "Gemini" containers and information stickers. Respond within 2 working day from receipt of order. Container(s) delivery shall be completed within 30 calendar days. (**This item is available only to customers of the BOSC Custodial or Grounds Recurring Work) |  | EA | 5 | 0
A848 |  | Food Court Collection Point "Nexus 200" | Provide labor, management, supervision, tools, material, and equipment required to provide and install new food court collection point, "Nexus 200", which consists of 1 "Nexus 200" container and information stickers. Respond within 2 working day from receipt of order. Container(s) delivery shall be completed within 30 calendar days. (**This item is available only to customers of the BOSC Custodial or Grounds Recurring Work) |  | EA | 10 | 0
A849 |  | Interior Collection Point "Nexus 100" | Provide labor, management, supervision, tools, material, and equipment required to provide and install new interior collection point, "Nexus 100", which consists of 1 "Nexus 100" with one stream, 1 "Nexus 100" duo for 2 streams, panel, information stickers, locks, and cardboard container for paper. Respond within 2 working day from receipt of order. Container(s) delivery shall be completed within 30 calendar days. (**This item is available only to customers of the BOSC Custodial or Grounds Recurring Work) |  | EA | 5 | 0
A850 |  | Mattress Pickup and Disposals | Provide labor, management, supervision, tools, material, and equipment required to provide mattress(e) pickup and disposal, to include Twin/Single, Queen and King mattress sizes. Mattess(s) shall be transported, disposed or recycled in accordance with applicable Italian/Municipal laws and regulations. The order will include pickup location(s) which may be around the installation inside facilities or exteior beside waste containers. Complete all work within 3 working days or as specified in the order. |  | EA | 20 | 0
A851-A859 | Reserved
| 1503050 |  | Grounds Maintenance and Landscaping
A860 |  | Lawn Mowing and Trimming | Provide labor, management, supervision, tools, material, and equipment required to mow and trim lawns. Grass shall be mowed at a height between 5 and 7 centimeters or as specified in the order. Grass adjacent to fencing, poles, walls, valves, trees, signs, valve boxes and other similar objects shall be trimmed to match the height and appearance of surrounding grass. Prior to mowing or trimming, remove and appropriately dispose of debris that interferes with the mowing or trimming operation. After cutting, grass shall have a uniform height. Grass clippings and trimmings shall be removed from sidewalks and other paved areas the same day the grass is cut and disposed of off the activity. Complete all work within 3 working days or as specified in the order. |  | SM | 10000 | 0
A861 |  | Edging | Provide labor, management, supervision, tools, material, and equipment required to edging. The Contractor shall edge where grass meets any concrete or asphalt surface, where grass abuts planter beds, or wherever needed to maintain a neat grass delineation. Edging shall provide a uniform edged cut 15 mm wide and 30 mm deep, or as specified in the order. All clippings and debris shall be removed the same day work is performed and disposed of off the activity. Complete all work within 3 working days or as specified in the order. |  | LM | 3000 | 0
A862 |  | Field Mowing / Under brushing | Provide labor, management, supervision, tools, material, and equipment required to remove vegetation per Spec Items 3.2.1, 3.2.3 and 3.2.3.1 of Section C. Vegetation shall be mowed to a height of 6 cm or as specified in the order. Complete all work within 3 working days or as specified in the order. |  | SM | 10000 | 0
A863 |  | Debris Removal | Provide labor, management, supervision, tools, material, and equipment required to perform debris removal per Spec Item 3.1.4 of Section C. The Contractor shall remove and properly dispose of natural debris (tree limbs, leaves, dry brush, rodent habitats, dead animals, etc.), and stray man-made trash/debris. All debris collected shall be removed the same day and disposed of off the activity. Complete all work within 3 working days or as specified in the order. |  | SM | 10000 | 0
A864 |  | Shrub and Hedges Maintenance (Stand-alone plants) | Provide labor, management, supervision, tools, material, and equipment required to perform shrub and hedge maintenance per Spec Item 3.1.5 of Section C. The Contractor shall prune shrubs and hedges according to their natural growth characteristics leaving them well shaped and balanced, and to promote proper health and growth. Retain typical growth habit of individual plant with as much height and spread as is practical. The Contractor shall prune shrubs and hedges to ensure there is no interference with pedestrians, vehicular traffic, and building encroachment. All debris resulting from work shall be removed the same day and disposed of off the activity. Complete all work within 3 working days or as specified in the order. |  | EA | 150 | 0
A865 |  | Hedge Pruning (Continuous Hedging) | Provide labor, management, supervision, tools, material, and equipment required to perform shrub and hedge maintenance per Spec Item 3.1.5 of Section C. The Contractor shall prune shrubs and hedges according to their natural growth characteristics leaving them well shaped and balanced, and to promote proper health and growth. Retain typical growth habit of individual plant with as much height and spread as is practical. The Contractor shall prune shrubs and hedges to ensure there is no interference with pedestrians, vehicular traffic, and building encroachment. All debris resulting from work shall be removed the same day and disposed of off the activity. Complete all work within 3 working days or as specified in the order. |  | LM | 2000 | 0
A866 |  | Tree Maintenance (Small - below and including 250 cm) | Provide labor, management, supervision, tools, material, and equipment required to perform tree maintenance per Spec Items 3.1.8 and 3.2.2 of Section C. The Contractor shall provide tree maintenance to ensure tree health and to prevent interference with pedestrian and vehicular traffic, and structure encroachment. Tree maintenance includes fertilization, pruning for health and safety, grass clearance, cleanup, removing dead, damaged or diseased wood, or structurally weak limbs and branches. Remove branches that extend over buildings or power lines, and endanger roofs, windows, or hang within 2,5 meters vertically of sidewalks, parking lots, and driveways. Trees are pruned according to their natural growth characteristics leaving them well shaped and balanced, and to promote proper health and growth. Retain typical growth habit of individual plant with as much height and spread as is practical. Pruning shall be accomplished by or under guidance of a certified arborist. Climbing devices that may cause damage to trees shall not be used. All debris resulting from work shall be removed the same day and disposed of off the activity. Complete all work within 3 working days or as specified in the order. |  | EA | 150 | 0
A867 |  | Tree Maintenance (Large - above 250 cm) | Provide labor, management, supervision, tools, material, and equipment required to perform tree maintenance per Spec Items 3.1.8 and 3.2.2 of Section C. The Contractor shall provide tree maintenance to ensure tree health and to prevent interference with pedestrian and vehicular traffic, and structure encroachment. Tree maintenance includes fertilization, pruning for health and safety, grass clearance, cleanup, removing dead, damaged or diseased wood, or structurally weak limbs and branches. Remove branches that extend over buildings or power lines, and endanger roofs, windows, or hang within 2,5 meters vertically of sidewalks, parking lots, and driveways. Trees are pruned according to their natural growth characteristics leaving them well shaped and balanced, and to promote proper health and growth. Retain typical growth habit of individual plant with as much height and spread as is practical. Pruning shall be accomplished by or under guidance of a certified arborist. Climbing devices that may cause damage to trees shall not be used. All debris resulting from work shall be removed the same day and disposed of off the activity. Complete all work within 3 working days or as specified in the order. |  | EA | 150 | 0
A868 |  | Tree and Stump Removal (Large 46 cm DBH and above) | Provide labor, management, supervision, tools material, and equipment required to remove trees including stumps and roots. Remove stumps to 30 cm below ground level and remove roots to 10 cm below level ground extending to 180 cm from tree. Treat to prevent regrowth. Backfill all excavated holes and replant with the same type of vegetation as surrounding area. Trees are sized by the Diameter at Breast Height (DBH). DBH is measured at 140 cm above ground level. Complete all work within 3 working days or as specified in the order. |  | EA | 25 | 0
A869 |  | Tree and Stump Removal (Medium 15 to 46 cm DBH) | Provide labor, management, supervision, tools material, and equipment required to remove trees including stumps and roots. Remove stumps to 30 cm below ground level and remove roots to 10 cm below ground extending to 180 cm from tree. Treat to prevent regrowth. Backfill all excavated holes and replant with the same type of vegetation as surrounding area. Trees are sized by the Diameter at Breast Height (DBH). DBH is measured at 140 cm above ground level. Complete all work within 3 working days or as specified in the order. |  | EA | 50 | 0
A870 |  | Tree and Stump Removal (Small up to 15 cm DBH) | Provide labor, management, supervision, tools material, and equipment required to remove trees including stumps and roots. Remove stumps to 30 cm below ground level and remove roots to 10 cm below ground extending to 180 cm from tree. Treat to prevent regrowth. Backfill all excavated holes and replant with the same type of vegetation as surrounding area. Trees are sized by the Diameter at Breast Height (DBH). DBH is measured at 140 cm above ground level. Complete all work within 3 working days or as specified in the order. |  | EA | 50 | 0
A871 |  | Shrub and Stump Removal | Provide labor, management, supervision, tools material, and equipment required to remove shrubs including stumps and roots. Remove stumps to 15 cm below ground level and remove all exposed roots. Treat to prevent regrowth. Backfill all excavated holes and replant with the same type of vegetation as surrounding area. Complete all work within 3 working days or as specified in the order. |  | EA | 100 | 0
A872 |  | Shrub Planting (1-gallon = liters 3.78) | Provide labor, management, supervision, tools material, and equipment required to plant new shrubs. All shrubs shall be nursery grown and bear certification indicating species, common name, and grade. Shrubs shall be healthy, living specimens considered number one grade stock. Planting procedures shall be in accordance with accepted nursery standards. The Contractor shall water and provide continuing care to ensure new plants develop properly. Shrubs established shall be of the 1-gallon (liters 3.78) size. Shrubs shall be planted in accordance with accepted horticultural standards, including fertilization, mulching, and watering. Shrub species shall be specified in the order. All plants that die or fail to develop noticeable growth within 1 year of planting shall be replaced by the Contractor with plants of like size and type, at no additional cost to the Government. Complete all work within 3 working days or as specified in the order. |  | EA | 150 | 0
A873 |  | Shrub Planting (5-gallon = liters 19) | Provide labor, management, supervision, tools material, and equipment required to plant new shrubs. All shrubs shall be nursery grown and bear certification indicating species, common name, and grade. Shrubs shall be healthy, living specimens considered number one grade stock. Planting procedures shall be in accordance with accepted nursery standards. The Contractor shall water and provide continuing care to ensure new plants develop properly. Shrubs established shall be of the 5-gallon (liters 19) size. Shrubs shall be planted in accordance with accepted horticultural standards, including fertilization, mulching, and watering. Shrub species shall be specified in the order. All plants that die or fail to develop noticeable growth within 1 year of planting shall be replaced by the Contractor with plants of like size and type, at no additional cost to the Government. Complete all work within 3 working days or as specified in the order. |  | EA | 150 | 0
A874 |  | Bedding/Ornamental Plants (10 cm pot size) | Provide labor, management, supervision, tools material, and equipment required to plant new plants. All plants shall be nursery grown and bear certification indicating species, common name, and grade. Plants shall be healthy, living specimens considered number one grade stock. The Contractor shall water and provide continuing care to ensure new plants develop properly. Planting procedures shall be in accordance with accepted horticultural standards, including fertilization, mulching, and watering. Annuals/perennials species shall be specified in the order. All plants that die or fail to develop noticeable growth within 90 days of planting shall be replaced by the Contractor with plants of like size and type, at no additional cost to the Government. Start work within 3 working days or as specified in the order. |  | EA | 150 | 0
A875 |  | Grassing | Provide labor, management, supervision, tools material, and equipment required to establish and maintain grass for 1 year. Grass variety shall be as specified in the order. Establishment shall include watering and providing other continuing care as necessary to firmly establish new grass growth and ensure proper development. Grassed areas that die or fail to develop noticeable growth for a period of one year after seeding shall be re-grassed by the Contractor at no additional cost to the Government. Complete all work within 3 working days or as specified in the order. |  | SM | 5000 | 0
A876 |  | Sodding | Provide labor, management, supervision, tools material, and equipment required to sod. Sod shall be of species as specified in the order and shall be dense, uniform, weed free and have good strength and min thatch. Sod shall be laid on properly prepared topsoil, joint staggered and butted together. On slopes sod shall be installed in a way that prevents slippage. Sod installed shall be smooth and uniform in appearance. Contractor shall water and provide continued care to firmly establish new grass growth and development. Areas that die/fail to develop within 90 days after sodding shall be replaced by the Contractor at no additional cost. Complete all work within 3 working days or as specified in the order. |  | SM | 1750 | 0
A877 |  | Fertilize | Provide labor, management, supervision, tools material, and equipment required to fertilize per Spec Items 3 and 3.1 of Section C. Vegetation shall be fertilized in a manner that promotes health, growth, color, and appearance. Fertilizing applies to all vegetation existing in the areas specified on the order. Fertilizer shall be applied in accordance with the manufacturer's printed instructions. Organic fertilizer shall be used as the standard. The Contractor shall comply with the Pest Management Plan (PMP). Complete all work within 3 working days or as specified in the order. |  | SM | 6000 | 0
A878 |  | Gravel (1.5 - 3.0 cm diam.) | Provide labor, management, supervision, tools material, and equipment required to gravel. The Contractor shall place white/dark gravel where indicated by the KO. The cost includes contractor's provided heavy duty polyethylene film to be placed above grounds area to be covered with gravel. The thickness of the gravel layer shall be from 8 to 15 cm as directed by the KO. Layer shall be uniformly spread and leveled. No spread elsewhere is allowed. The Contractor shall remove all gravel spilled or spread elsewhere from the designated areas. Complete all work within 3 working days or as specified in the order. |  | CZ | 450 | 0
A879 |  | Weed, Vegetation, Rocks and Other Debris Removal | Provide labor, management, supervision, tools material, and equipment required to remove weed, vegetation, rocks and other debris. The contractor shall eradicate and removed all weeds, unsightly vegetation, sprouts, vines, lawns, grasses, clovers, dead vegetation, etc. from underneath and within cactus type plants, ornamental plants, flower vases, planter boxes, flower beds, pots, gravel covered areas, ornamental rocks areas, and similar. The Contractor shall replaced all soil removed to maintain smooth appearance. Complete all work within 3 working days or as specified in the order. |  | SM | 12000 | 0
A880-A889 | Reserved
| 1503060 |  | Pavement Clearance
A890 |  | Pavement Clearance | Provide labor, management, supervision, tools, material, and equipment required to perform pavement clearance. The Contractor shall sweep roads and other paved surfaces to remove volcanic ash and all other debris, and to ensure they are clear, improve the appearance and safety of paved surfaces, reduce maintenance costs by keeping the drainage systems clean and reduce pollutants entering the storm drain system. Areas include roads, parking areas, sidewalks, walkways, porch areas, entrance/canopy areas, external stairs/steps, recreational areas, bleachers, running track, and other similar areas. Contractor shall receive clearance from airfield ops prior to operations for airfield pavement. Contractor shall comply with FAA and DoD requirements to sweep around aircraft on ramp areas. Contractor shall coordinate with Air Ops for FOD walk downs before sweeping. Complete all work within 3 working days or as specified in the order. (Minimum Order: 10,000 square meters) |  | SM | 800000 | 0
A891 |  | Pavement Clearance - Residential Family Housing | Provide labor, management, supervision, tools, material, and equipment required to perform pavement clearance in residential family housing areas per attachment J-1503060-03. The Contractor shall provide pavement sweeping to remove volcanic ash deposits and all other debris, improve the appearance of paved areas, improve the safety of paved areas, reduce maintenance costs by keeping the drainage systems clean and, reduce pollutants entering the storm drain system. Areas include roads, parking areas, sidewalks, walkways, porch areas, entrance/canopy areas, external stairs/steps, and other similar areas. Complete all work within 3 working days or as specified in the order. (Minimum Order: 2,000 square meters) |  | SM | 13000 | 0
A892-A897 | Reserved
| 1700000 |  | Transportation
A898 |  | Unscheduled Charter Shuttle Bus Service / 19-Passenger Bus | Provide labor, management, supervision, tools, material, and equipment required to provide unscheduled shuttle bus services in accordance with schedules provided by the Contracting Officer. Distance in kilometers shall not exceed an average of 65 kilometers for each hour ordered. Service will be ordered at least 6 hours in advance. Buses shall have a minimum capacity of 19 passengers plus driver. Unit price includes all costs such as, but not limited to, charter bus, driver, and fuel. The exact location and start time will be specified with the order. Respond within 1 working day from receipt of order. |  | HR | 45 | 0
A899 |  | Unscheduled Charter Shuttle Bus Service / 55-Passenger Bus | Provide labor, management, supervision, tools, material, and equipment required to provide unscheduled shuttle bus services in accordance with schedules provided by the Contracting Officer. Distance in kilometers shall not exceed an average of 65 kilometers for each hour ordered. Service will be ordered at least 6 hours in advance. Buses shall have a minimum capacity of 55 passengers plus driver. Unit price includes all costs such as, but not limited to, charter bus, driver, and fuel. The exact location and start time will be specified with the order. Respond within 1 working day from receipt of order. |  | HR | 45 | 0
A900-A909 | Reserved
| 1800000 |  | Environmental
A910 |  | Oil and Hazardous Substances (OHS) Spill Response - 1-100 Gallons | Provide labor, management, supervision, tools, material and equipment, including appropriate Personal Protective Equipment (PPE), to assist Government First Responders and provide OHS spill response services to minimize environmental impact, damage to property or risk of human exposure and to ensure the installation complies with applicable Italian, DoD and Navy requirements. The Contractor shall be responsible for responding to OHS spills using equipment, materials, and qualified personnel including but not limited to spill containment, clean-up and transport disposal of spill related wastes to a designated accumulation site, off Base. At all times, the Contractor shall perform OHS Spill Response in full compliance with all applicable Italian laws, norms, decrees, and regulations, DoD policies, instructions and guidance in force at the time this service is ordered, including, but not limited to, OPNAVINST 5090.1 and DL152/2006. The Contractor shall respond to spill notification within two hours. Complete all work within one calendar day or as specified in the order. |  | EA | 25 | 0
A911 |  | Oil and Hazardous Substances (OHS) Spill Response - 101 to 500 Gallons | Provide labor, management, supervision, tools, material and equipment, including appropriate Personal Protective Equipment (PPE), to assist Government First Responders and provide OHS spill response services to minimize environmental impact, damage to property or risk of human exposure and to ensure the installation complies with applicable Italian, DoD and Navy requirements. The Contractor shall be responsible for responding to OHS spills using equipment, materials, and qualified personnel including but not limited to spill containment, clean-up and transport disposal of spill related wastes to a designated accumulation site, off Base. At all times, the Contractor shall perform OHS Spill Response in full compliance with all applicable Italian laws, norms, decrees, and regulations, DoD policies, instructions and guidance in force at the time this service is ordered, including, but not limited to, OPNAVINST 5090.1 and DL152/2006. The Contractor shall respond to spill notification within two hours. Complete all work within one calendar day or as specified in the order. |  | EA | 20 | 0
A912 |  | Oil and Hazardous Substances (OHS) Spill Response - 501 to 2,500 Gallons | Provide labor, management, supervision, tools, material and equipment, including appropriate Personal Protective Equipment (PPE), to assist Government First Responders and provide OHS spill response services to minimize environmental impact, damage to property or risk of human exposure and to ensure the installation complies with applicable Italian, DoD and Navy requirements. The Contractor shall be responsible for responding to OHS spills using equipment, materials, and qualified personnel including but not limited to spill containment, clean-up and transport disposal of spill related wastes to a designated accumulation site. At all times, the Contractor shall perform OHS Spill Response in full compliance with all applicable Italian laws, norms, decrees, and regulations, DoD policies, instructions and guidance in force at the time this service is ordered, including, but not limited to, OPNAVINST 5090.1 and DL152/2006. The Contractor shall respond to spill notification within two hours. Complete all work within two calendar days or as specified in the order. |  | EA | 6 | 0
A913 |  | Oil and Hazardous Substances (OHS) Spill Response - 2,501 to 5,000 Gallons | Provide labor, management, supervision, tools, material and equipment, including appropriate Personal Protective Equipment (PPE), to assist Government First Responders and provide OHS spill response services to minimize environmental impact, damage to property or risk of human exposure and to ensure the installation complies with applicable Italian, DoD and Navy requirements. The Contractor shall be responsible for responding to OHS spills using equipment, materials, and qualified personnel including but not limited to spill containment, clean-up and transport disposal of spill related wastes to a designated accumulation site. At all times, the Contractor shall perform OHS Spill Response in full compliance with all applicable Italian laws, norms, decrees, and regulations, DoD policies, instructions and guidance in force at the time this service is ordered, including, but not limited to, OPNAVINST 5090.1 and DL152/2006. The Contractor shall respond to spill notification within two hours. Complete all work within two calendar days or as specified in the order. |  | EA | 1 | 0
A914 |  | Oil and Hazardous Substances (OHS) Spill Response - 5,001 to 15,000 Gallons | Provide labor, management, supervision, tools, material and equipment, including appropriate Personal Protective Equipment (PPE), to assist Government First Responders and provide OHS spill response services to minimize environmental impact, damage to property or risk of human exposure and to ensure the installation complies with applicable Italian, DoD and Navy requirements. The Contractor shall be responsible for responding to OHS spills using equipment, materials, and qualified personnel including but not limited to spill containment, clean-up and transport disposal of spill related wastes to a designated accumulation site. At all times, the Contractor shall perform OHS Spill Response in full compliance with all applicable Italian laws, norms, decrees, and regulations, DoD policies, instructions and guidance in force at the time this service is ordered, including, but not limited to, OPNAVINST 5090.1 and DL152/2006. The Contractor shall respond to spill notification within two hours. Complete all work within three calendar days or as specified in the order. |  | EA | 1 | 0
A915 |  | Empty and Clean Grease Trap / Tank | Provide labor, management, supervision, tools, material and equipment required to remove, weigh and dispose of all grease and water from the grease trap systems indicated on the order. Work includes cleaning and removing all wastes and sludge adhering to all the interior system surfaces (walls, pipes, lids, etc.). Grease traps shall be left clean and free of any grease or debris. complete all work within 3 working days or as specified in the order. |  | KG | 33000 | 0
A916 |  | Chemical Product - Commercial Grade - Sodium Hypochlorite (Carechlor) | Provide labor, management, supervision, tools, material and equipment to provide chemical products, Sodium Hypochlorite (Carechlor), for the Water Treatment Plants and the Waste Water Treatment Plants at NAS Sigonella, Sicily, Italy in accordance with the terms and conditions of this contract. Products shall be delivered to: ROICC Sigonella, Strada Statale 417, Sigonella 95100. Complete all work within 3 working days or as specified in the order. |  | KG | 2400 | 0
A917 |  | Chemical Product - Commercial Grade - Hydrochloric acid (CarepH-) | Provide labor, management, supervision, tools, material and equipment to provide chemical products, Hydrochloric acid (CarepH-), for the Water Treatment Plants and the Waste Water Treatment Plants at NAS Sigonella, Sicily, Italy in accordance with the terms and conditions of this contract. Products shall be delivered to: ROICC Sigonella, Strada Statale 417, Sigonella 95100. Complete all work within 3 working days or as specified in the order. |  | KG | 7000 | 0
A918 |  | Chemical Product - Commercial Grade - Antiscalant (Caretreat WT RO SI) | Provide labor, management, supervision, tools, material and equipment to provide chemical products, Antiscalant (Caretreat WT RO SI), for the Water Treatment Plants and the Waste Water Treatment Plants at NAS Sigonella, Sicily, Italy in accordance with the terms and conditions of this contract. Products shall be delivered to: ROICC Sigonella, Strada Statale 417, Sigonella 95100. Complete all work within 3 working days or as specified in the order. |  | KG | 1750 | 0
A919 |  | Chemical Product - Commercial Grade - Sodium Hydroxide (CarepH+) | Provide labor, management, supervision, tools, material and equipment to provide chemical products, Sodium Hydroxide (CarepH+), for the Water Treatment Plants and the Waste Water Treatment Plants at NAS Sigonella, Sicily, Italy in accordance with the terms and conditions of this contract. Products shall be delivered to: ROICC Sigonella, Strada Statale 417, Sigonella 95100. Complete all work within 3 working days or as specified in the order. |  | KG | 300 | 0
A920 |  | Chemical Product - Calcium Carbonate (Care-Cal WT) | Provide labor, management, supervision, tools, material and equipment to provide chemical products, Calcium Carbonate (Care-Cal WT), for the Water Treatment Plants and the Waste Water Treatment Plants at NAS Sigonella, Sicily, Italy in accordance with the terms and conditions of this contract. Products shall be delivered to: ROICC Sigonella, Strada Statale 417, Sigonella 95100. Complete all work within 3 working days or as specified in the order. |  | KG | 5880 | 0
A921 |  | Chemical Product - Commercial Grade - Sodium hypochlorite (Carechlor) | Provide labor, management, supervision, tools, material and equipment to provide chemical products, Sodium hypochlorite (Carechlor), for the Water Treatment Plants and the Waste Water Treatment Plants at NAS Sigonella, Sicily, Italy in accordance with the terms and conditions of this contract. Products shall be delivered to: ROICC Sigonella, Strada Statale 417, Sigonella 95100. Complete all work within 3 working days or as specified in the order. |  | KG | 1020 | 0
A922 |  | Chemical Product - Commercial Grade - Hydrochloric acid (CarepH-) | Provide labor, management, supervision, tools, material and equipment to provide chemical products, Hydrochloric acid (CarepH-), for the Water Treatment Plants and the Waste Water Treatment Plants at NAS Sigonella, Sicily, Italy in accordance with the terms and conditions of this contract. Products shall be delivered to: ROICC Sigonella, Strada Statale 417, Sigonella 95100. Complete all work within 3 working days or as specified in the order. |  | KG | 3000 | 0
A923 |  | Chemical Product - Commercial Grade - Antiscalant (Caretreat WT RO SI) | Provide labor, management, supervision, tools, material and equipment to provide chemical products, Antiscalant (Caretreat WT RO SI), for the Water Treatment Plants and the Waste Water Treatment Plants at NAS Sigonella, Sicily, Italy in accordance with the terms and conditions of this contract. Products shall be delivered to: ROICC Sigonella, Strada Statale 417, Sigonella 95100. Complete all work within 3 working days or as specified in the order. |  | KG | 750 | 0
A924 |  | Chemical Product - Commercial Grade - Sodium Hydroxide (CarepH+) | Provide labor, management, supervision, tools, material and equipment to provide chemical products, Sodium Hydroxide (CarepH+), for the Water Treatment Plants and the Waste Water Treatment Plants at NAS Sigonella, Sicily, Italy in accordance with the terms and conditions of this contract. Products shall be delivered to: ROICC Sigonella, Strada Statale 417, Sigonella 95100. Complete all work within 3 working days or as specified in the order. |  | KG | 125 | 0
A925 |  | Chemical Product - Commercial Grade - Calcium carbonate (Care-Cal WT) | Provide labor, management, supervision, tools, material and equipment to provide chemical products, Calcium carbonate (Care-Cal WT), for the Water Treatment Plants and the Waste Water Treatment Plants at NAS Sigonella, Sicily, Italy in accordance with the terms and conditions of this contract. Products shall be delivered to: ROICC Sigonella, Strada Statale 417, Sigonella 95100. Complete all work within 3 working days or as specified in the order. |  | KG | 2050 | 0
A926 |  | Contaminated Oily Sludge Removal and Dispoal | Provide labor, management, supervision, tools, material and equipment required to remove, dispose and weigh contaminated oily sludge ONLY, based on CER code 16.07.08 (Waste containing fuel contamination, cleaning of cisterns and tanks) Minimum order 500 Kg. Complete all work within 2 working days or as specified in the order. |  | KG | 15000 | 0
A927 |  | Oil Water Separator Tank Cleaning | Provide labor, management, supervision, tools, material and equipment required to clean oil water separator tanks, based on CER code 16.10.02 (Contaminated waste water). Oil water separator tank(s) shall be cleaned and sanitized after removal of solids / liquids and ensure proper function. Contractor shall submit safety plan to Contracting Officer for working within confined spaces prior to commencing work. Complete all work within 2 working days or as specified in the order. |  | EA | 10 | 0
A928 |  | Oily Water / Waste Fuel Removal and Disposal | Provide labor, management, supervision, tools, material and equipment to remove, weigh and dispose of oily water and waste fuel from tank(s) indicated on the order. Work includes pumping, removal of oily water / waste fuel, disposal of oily water / waste fuel and all transportation and disposal costs. Work shall be performed per current environmental protection regulations. Complete all work within 1 working day or as specified in the order. |  | KG | 33000 | 0
A929 |  | Contaminated Soil Removal and Disposal | Provide labor, management, supervision, tools, material and equipment to remove, weigh, and dispose of contaminated soil (may be with fuel, oils, and other hazardous substances) from the location(s) indicated on the order. Work includes the provision, laying and leveling of new soil, matching the existing, to restore the original conditions, transportation and disposal costs. Work shall be performed per current environmental protection regulations. complete all work within 1 working day or as specified in the order (Minimum Quantity 3000 kg). |  | KG | 39000 | 0
A930 |  | Soil Sampling and Analysis - Metal: Antimony | The Contractor shall conduct on-site measurements, collect soil samples and analyze them for all the parameters specified in the order as per Spec Item 3.2., Sampling and Laboratory Services. Respond within 1 working day from receipt of order. |  | EA | 10 | 0
A931 |  | Soil Sampling and Analysis - Metal: Arsenic | The Contractor shall conduct on-site measurements, collect soil samples and analyze them for all the parameters specified in the order as per Spec Item 3.2., Sampling and Laboratory Services. Respond within 1 working day from receipt of order. |  | EA | 10 | 0
A932 |  | Soil Sampling and Analysis - Metal: Berillim | The Contractor shall conduct on-site mesurements, collect soil samples and analyze them for all the parameters specified in the order as per Spec Item 3.2., Sampling and Laboratory Services. Respond within 1 working day from receipt of order. |  | EA | 10 | 0
A933 |  | Soil Sampling and Analysis - Metal: Cadmium | The Contractor shall conduct on-site mesurements, collect soil samples and analyze them for all the parameters specified in the order as per Spec Item 3.2., Sampling and Laboratory Services. Respond within 1 working day from receipt of order. |  | EA | 10 | 0
A934 |  | Soil Sampling and Analysis - Metal: Cobalt | The Contractor shall conduct on-site measurements, collect soil samples and analyze them for all the parameters specified in the order as per Spec Item 3.2., Sampling and Laboratory Services. Respond within 1 working day from receipt of order. |  | EA | 10 | 0
A935 |  | Soil Sampling and Analysis - Metal: Chromium (total) | The Contractor shall conduct on-site measurements, collect soil samples and analyze them for all the parameters specified in the order as per Spec Item 3.2., Sampling and Laboratory Services. Respond within 1 working day from receipt of order. |  | EA | 10 | 0
A936 |  | Soil Sampling and Analysis - Metal: Chromium VI | The Contractor shall conduct on-site measurements, collect soil samples and analyze them for all the parameters specified in the order as per Spec Item 3.2., Sampling and Laboratory Services. Respond within 1 working day from receipt of order. |  | EA | 10 | 0
A937 |  | Soil Sampling and Analysis - Metal: Mercury | The Contractor shall conduct on-site measurements, collect soil samples and analyze them for all the parameters specified in the order as per Spec Item 3.2., Sampling and Laboratory Services. Respond within 1 working day from receipt of order. |  | EA | 10 | 0
A938 |  | Soil Sampling and Analysis - Metal: Nickel | The Contractor shall conduct on-site measurements, collect soil samples and analyze them for all the parameters specified in the order as per Spec Item 3.2., Sampling and Laboratory Services. Respond within 1 working day from receipt of order. |  | EA | 10 | 0
A939 |  | Soil Sampling and Analysis - Metal: Lead | The Contractor shall conduct on-site measurements, collect soil samples and analyze them for all the parameters specified in the order as per Spec Item 3.2., Sampling and Laboratory Services. Respond within 1 working day from receipt of order. |  | EA | 10 | 0
A940 |  | Soil Sampling and Analysis - Metal: Cooper | The Contractor shall conduct on-site measurements, collect soil samples and analyze them for all the parameters specified in the order as per Spec Item 3.2., Sampling and Laboratory Services. Respond within 1 working day from receipt of order. |  | EA | 10 | 0
A941 |  | Soil Sampling and Analysis - Metal: Selenium | The Contractor shall conduct on-site measurements, collect soil samples and analyze them for all the parameters specified in the order as per Spec Item 3.2., Sampling and Laboratory Services. Respond within 1 working day from receipt of order. |  | EA | 10 | 0
A942 |  | Soil Sampling and Analysis - Metal: Tin | The Contractor shall conduct on-site measurements, collect soil samples and analyze them for all the parameters specified in the order as per Spec Item 3.2., Sampling and Laboratory Services. Respond within 1 working day from receipt of order. |  | EA | 10 | 0
A943 |  | Soil Sampling and Analysis - Metal: Thallium | The Contractor shall conduct on-site measurements, collect soil samples and analyze them for all the parameters specified in the order as per Spec Item 3.2., Sampling and Laboratory Services. Respond within 1 working day from receipt of order. |  | EA | 10 | 0
A944 |  | Soil Sampling and Analysis - Metal: Vanadium | The Contractor shall conduct on-site measurements, collect soil samples and analyze them for all the parameters specified in the order as per Spec Item 3.2., Sampling and Laboratory Services. Respond within 1 working day from receipt of order. |  | EA | 10 | 0
A945 |  | Soil Sampling and Analysis - Metal: Zinc | The Contractor shall conduct on-site measurements, collect soil samples and analyze them for all the parameters specified in the order as per Spec Item 3.2., Sampling and Laboratory Services. Respond within 1 working day from receipt of order. |  | EA | 10 | 0
A946 |  | Soil Sampling and Analysis - Metal: Cyanides (free) | The Contractor shall conduct on-site measurements, collect soil samples and analyze them for all the parameters specified in the order as per Spec Item 3.2., Sampling and Laboratory Services. Respond within 1 working day from receipt of order. |  | EA | 10 | 0
A947 |  | Soil Sampling and Analysis - Metal: Fluorides | The Contractor shall conduct on-site measurements, collect soil samples and analyze them for all the parameters specified in the order as per Spec Item 3.2., Sampling and Laboratory Services. Respond within 1 working day from receipt of order. |  | EA | 10 | 0
A948 |  | Soil Sampling and Analysis - Aromatic Compounds: Benzene | The Contractor shall conduct on-site measurements, collect soil samples and analyze them for all the parameters specified in the order as per Spec Item 3.2., Sampling and Laboratory Services. Respond within 1 working day from receipt of order. |  | EA | 10 | 0
A949 |  | Soil Sampling and Analysis - Aromatic Compounds: Ethylbenzene | The Contractor shall conduct on-site measurements, collect soil samples and analyze them for all the parameters specified in the order as per Spec Item 3.2., Sampling and Laboratory Services. Respond within 1 working day from receipt of order. |  | EA | 10 | 0
A950 |  | Soil Sampling and Analysis - Aromatic Compounds: Styrene | The Contractor shall conduct on-site measurements, collect soil samples and analyze them for all the parameters specified in the order as per Spec Item 3.2., Sampling and Laboratory Services. Respond within 1 working day from receipt of order. |  | EA | 10 | 0
A951 |  | Soil Sampling and Analysis - Aromatic Compounds: Toluene | The Contractor shall conduct on-site measurements, collect soil samples and analyze them for all the parameters specified in the order as per Spec Item 3.2., Sampling and Laboratory Services. Respond within 1 working day from receipt of order. |  | EA | 10 | 0
A952 |  | Soil Sampling and Analysis - Aromatic Compounds: Xylene | The Contractor shall conduct on-site measurements, collect soil samples and analyze them for all the parameters specified in the order as per Spec Item 3.2., Sampling and Laboratory Services. Respond within 1 working day from receipt of order. |  | EA | 10 | 0
A953 |  | Soil Sampling and Analysis - Polycyclic Aromatic Compounds: Benzo(a)anthracene | The Contractor shall conduct on-site measurements, collect soil samples and analyze them for all the parameters specified in the order as per Spec Item 3.2., Sampling and Laboratory Services. Respond within 1 working day from receipt of order. |  | EA | 10 | 0
A954 |  | Soil Sampling and Analysis - Polycyclic Aromatic Compounds: Benzo(a)pyrene | The Contractor shall conduct on-site measurements, collect soil samples and analyze them for all the parameters specified in the order as per Spec Item 3.2., Sampling and Laboratory Services. Respond within 1 working day from receipt of order. |  | EA | 10 | 0
A955 |  | Soil Sampling and Analysis - Polycyclic Aromatic Compounds: Benzo(b)fluoranthene | The Contractor shall conduct on-site measurements, collect soil samples and analyze them for all the parameters specified in the order as per Spec Item 3.2., Sampling and Laboratory Services. Respond within 1 working day from receipt of order. |  | EA | 10 | 0
A956 |  | Soil Sampling and Analysis - Polycyclic Aromatic Compounds: Benzo(k)fluoranthene | The Contractor shall conduct on-site measurements, collect soil samples and analyze them for all the parameters specified in the order as per Spec Item 3.2., Sampling and Laboratory Services. Respond within 1 working day from receipt of order. |  | EA | 10 | 0
A957 |  | Soil Sampling and Analysis - Polycyclic Aromatic Compounds: Benzo(g, h, i)perylene | The Contractor shall conduct on-site measurements, collect soil samples and analyze them for all the parameters specified in the order as per Spec Item 3.2., Sampling and Laboratory Services. Respond within 1 working day from receipt of order. |  | EA | 10 | 0
A958 |  | Soil Sampling and Analysis - Polycyclic Aromatic Compounds: Chrysene | The Contractor shall conduct on-site measurements, collect soil samples and analyze them for all the parameters specified in the order as per Spec Item 3.2., Sampling and Laboratory Services. Respond within 1 working day from receipt of order. |  | EA | 10 | 0
A959 |  | Soil Sampling and Analysis - Polycyclic Aromatic Compounds: Dibenzo(a, e)pyrene | The Contractor shall conduct on-site measurements, collect soil samples and analyze them for all the parameters specified in the order as per Spec Item 3.2., Sampling and Laboratory Services. Respond within 1 working day from receipt of order. |  | EA | 10 | 0
A960 |  | Soil Sampling and Analysis - Polycyclic Aromatic Compounds: Dibenzo(a, l)pyrene | The Contractor shall conduct on-site measurements, collect soil samples and analyze them for all the parameters specified in the order as per Spec Item 3.2., Sampling and Laboratory Services. Respond within 1 working day from receipt of order. |  | EA | 10 | 0
A961 |  | Soil Sampling and Analysis - Polycyclic Aromatic Compounds: Dibenzo(a, i)pyrene | The Contractor shall conduct on-site measurements, collect soil samples and analyze them for all the parameters specified in the order as per Spec Item 3.2., Sampling and Laboratory Services. Respond within 1 working day from receipt of order. |  | EA | 10 | 0
A962 |  | Soil Sampling and Analysis - Polycyclic Aromatic Compounds: Dibenzo(a, h)pyrene | The Contractor shall conduct on-site measurements, collect soil samples and analyze them for all the parameters specified in the order as per Spec Item 3.2., Sampling and Laboratory Services. Respond within 1 working day from receipt of order. |  | EA | 10 | 0
A963 |  | Soil Sampling and Analysis - Polycyclic Aromatic Compounds: Dibenzo(a, h)anthracene | The Contractor shall conduct on-site measurements, collect soil samples and analyze them for all the parameters specified in the order as per Spec Item 3.2., Sampling and Laboratory Services. Respond within 1 working day from receipt of order. |  | EA | 10 | 0
A964 |  | Soil Sampling and Analysis - Polycyclic Aromatic Compounds: Indenopyrene | The Contractor shall conduct on-site measurements, collect soil samples and analyze them for all the parameters specified in the order as per Spec Item 3.2., Sampling and Laboratory Services. Respond within 1 working day from receipt of order. |  | EA | 10 | 0
A965 |  | Soil Sampling and Analysis - Polycyclic Aromatic Compounds: Pyrene | The Contractor shall conduct on-site measurements, collect soil samples and analyze them for all the parameters specified in the order as per Spec Item 3.2., Sampling and Laboratory Services. Respond within 1 working day from receipt of order. |  | EA | 10 | 0
A966 |  | Soil Sampling and Analysis - Aliphatic Chlorinated Carcinogenic Compounds: Chloromethane | The Contractor shall conduct on-site measurements, collect soil samples and analyze them for all the parameters specified in the order as per Spec Item 3.2., Sampling and Laboratory Services. Respond within 1 working day from receipt of order. |  | EA | 10 | 0
A967 |  | Soil Sampling and Analysis - Aliphatic Chlorinated Carcinogenic Compounds: Dichloromethane | The Contractor shall conduct on-site measurements, collect soil samples and analyze them for all the parameters specified in the order as per Spec Item 3.2., Sampling and Laboratory Services. Respond within 1 working day from receipt of order. |  | EA | 10 | 0
A968 |  | Soil Sampling and Analysis - Aliphatic Chlorinated Carcinogenic Compounds: Trichloromethane | The Contractor shall conduct on-site measurements, collect soil samples and analyze them for all the parameters specified in the order as per Spec Item 3.2., Sampling and Laboratory Services. Respond within 1 working day from receipt of order. |  | EA | 10 | 0
A969 |  | Soil Sampling and Analysis - Aliphatic Chlorinated Carcinogenic Compounds: Vinyl Chloride | The Contractor shall conduct on-site measurements, collect soil samples and analyze them for all the parameters specified in the order as per Spec Item 3.2., Sampling and Laboratory Services. Respond within 1 working day from receipt of order. |  | EA | 10 | 0
A970 |  | Soil Sampling and Analysis - Aliphatic Chlorinated Carcinogenic Compounds: 1,2 - Dichloroethane | The Contractor shall conduct on-site measurements, collect soil samples and analyze them for all the parameters specified in the order as per Spec Item 3.2., Sampling and Laboratory Services. Respond within 1 working day from receipt of order. |  | EA | 10 | 0
A971 |  | Soil Sampling and Analysis - Aliphatic Chlorinated Carcinogenic Compounds: 1,1 - Dichloroethylene | The Contractor shall conduct on-site measurements, collect soil samples and analyze them for all the parameters specified in the order as per Spec Item 3.2., Sampling and Laboratory Services. Respond within 1 working day from receipt of order. |  | EA | 10 | 0
A972 |  | Soil Sampling and Analysis - Aliphatic Chlorinated Carcinogenic Compounds: Trichloroethylene | The Contractor shall conduct on-site measurements, collect soil samples and analyze them for all the parameters specified in the order as per Spec Item 3.2., Sampling and Laboratory Services. Respond within 1 working day from receipt of order. |  | EA | 10 | 0
A973 |  | Soil Sampling and Analysis - Aliphatic Chlorinated Carcinogenic Compounds: Tetrachloroethylene (PCE) | The Contractor shall conduct on-site measurements, collect soil samples and analyze them for all the parameters specified in the order as per Spec Item 3.2., Sampling and Laboratory Services. Respond within 1 working day from receipt of order. |  | EA | 10 | 0
A974 |  | Soil Sampling and Analysis - Aliphatic Chlorinated Non-Carcinogenic Compounds: 1,1 - Dichloroethane | The Contractor shall conduct on-site measurements, collect soil samples and analyze them for all the parameters specified in the order as per Spec Item 3.2., Sampling and Laboratory Services. Respond within 1 working day from receipt of order. |  | EA | 10 | 0
A975 |  | Soil Sampling and Analysis - Aliphatic Chlorinated Non-Carcinogenic Compounds: 1,2 - Dichloroethylene | The Contractor shall conduct on-site measurements, collect soil samples and analyze them for all the parameters specified in the order as per Spec Item 3.2., Sampling and Laboratory Services. Respond within 1 working day from receipt of order. |  | EA | 10 | 0
A976 |  | Soil Sampling and Analysis - Aliphatic Chlorinated Non-Carcinogenic Compounds: 1,1,1 - Trichloroethane | The Contractor shall conduct on-site measurements, collect soil samples and analyze them for all the parameters specified in the order as per Spec Item 3.2., Sampling and Laboratory Services. Respond within 1 working day from receipt of order. |  | EA | 10 | 0
A977 |  | Soil Sampling and Analysis - Aliphatic Chlorinated Non-Carcinogenic Compounds: 1,2 - Di chloropropane | The Contractor shall conduct on-site measurements, collect soil samples and analyze them for all the parameters specified in the order as per Spec Item 3.2., Sampling and Laboratory Services. Respond within 1 working day from receipt of order. |  | EA | 10 | 0
A978 |  | Soil Sampling and Analysis - Aliphatic Chlorinated Non-Carcinogenic Compounds: 1,1,2 - Trichloroethane | The Contractor shall conduct on-site measurements, collect soil samples and analyze them for all the parameters specified in the order as per Spec Item 3.2., Sampling and Laboratory Services. Respond within 1 working day from receipt of order. |  | EA | 10 | 0
A979 |  | Soil Sampling and Analysis - Aliphatic Chlorinated Non-Carcinogenic Compounds: 1,2,3 - Trichloro propane | The Contractor shall conduct on-site measurements, collect soil samples and analyze them for all the parameters specified in the order as per Spec Item 3.2., Sampling and Laboratory Services. Respond within 1 working day from receipt of order. |  | EA | 10 | 0
A980 |  | Soil Sampling and Analysis - Aliphatic Chlorinated Non-Carcinogenic Compounds: 1,1,2,2 - Tetrachloroethane | The Contractor shall conduct on-site measurements, collect soil samples and analyze them for all the parameters specified in the order as per Spec Item 3.2., Sampling and Laboratory Services. Respond within 1 working day from receipt of order. |  | EA | 10 | 0
A981 |  | Soil Sampling and Analysis - Aliphatic Halogenated Carcinogenic Compounds: Tribromomethane | The Contractor shall conduct on-site measurements, collect soil samples and analyze them for all the parameters specified in the order as per Spec Item 3.2., Sampling and Laboratory Services. Respond within 1 working day from receipt of order. |  | EA | 10 | 0
A982 |  | Soil Sampling and Analysis - Aliphatic Halogenated Carcinogenic Compounds: 1,2 - Dibromoethane | The Contractor shall conduct on-site measurements, collect soil samples and analyze them for all the parameters specified in the order as per Spec Item 3.2., Sampling and Laboratory Services. Respond within 1 working day from receipt of order. |  | EA | 10 | 0
A983 |  | Soil Sampling and Analysis - Aliphatic Halogenated Carcinogenic Compounds: Dibromochloromethane | The Contractor shall conduct on-site measurements, collect soil samples and analyze them for all the parameters specified in the order as per Spec Item 3.2., Sampling and Laboratory Services. Respond within 1 working day from receipt of order. |  | EA | 10 | 0
A984 |  | Soil Sampling and Analysis - Aliphatic Halogenated Carcinogenic Compounds: Bromodichloromethane | The Contractor shall conduct on-site measurements, collect soil samples and analyze them for all the parameters specified in the order as per Spec Item 3.2., Sampling and Laboratory Services. Respond within 1 working day from receipt of order. |  | EA | 10 | 0
A985 |  | Soil Sampling and Analysis - Nitroaromatic Compounds: Nitrobenzene | The Contractor shall conduct on-site measurements, collect soil samples and analyze them for all the parameters specified in the order as per Spec Item 3.2., Sampling and Laboratory Services. Respond within 1 working day from receipt of order. |  | EA | 10 | 0
A986 |  | Soil Sampling and Analysis - Nitroaromatic Compounds: 1,2 - Dinitrobenzene | The Contractor shall conduct on-site measurements, collect soil samples and analyze them for all the parameters specified in the order as per Spec Item 3.2., Sampling and Laboratory Services. Respond within 1 working day from receipt of order. |  | EA | 10 | 0
A987 |  | Soil Sampling and Analysis - Nitroaromatic Compounds: 1,3 - Dinitrobenzene | The Contractor shall conduct on-site measurements, collect soil samples and analyze them for all the parameters specified in the order as per Spec Item 3.2., Sampling and Laboratory Services. Respond within 1 working day from receipt of order. |  | EA | 10 | 0
A988 |  | Soil Sampling and Analysis - Nitroaromatic Compounds: Chloronitrobenzene | The Contractor shall conduct on-site measurements, collect soil samples and analyze them for all the parameters specified in the order as per Spec Item 3.2., Sampling and Laboratory Services. Respond within 1 working day from receipt of order. |  | EA | 10 | 0
A989 |  | Soil Sampling and Analysis - Chloroaromatic Compounds: Mon chlorobenzene | The Contractor shall conduct on-site measurements, collect soil samples and analyze them for all the parameters specified in the order as per Spec Item 3.2., Sampling and Laboratory Services. Respond within 1 working day from receipt of order. |  | EA | 10 | 0
A990 |  | Soil Sampling and Analysis - Chloroaromatic Compounds: Di chloroaromatic Non-Carcinogenic Compounds (1,2 - Dichlorobenzene) | The Contractor shall conduct on-site measurements, collect soil samples and analyze them for all the parameters specified in the order as per Spec Item 3.2., Sampling and Laboratory Services. Respond within 1 working day from receipt of order. |  | EA | 10 | 0
A991 |  | Soil Sampling and Analysis - Chloroaromatic Compounds: Di chloroaromatic Carcinogenic Compounds (1,4 - Dichlorobenzene) | The Contractor shall conduct on-site measurements, collect soil samples and analyze them for all the parameters specified in the order as per Spec Item 3.2., Sampling and Laboratory Services. Respond within 1 working day from receipt of order. |  | EA | 10 | 0
A992 |  | Soil Sampling and Analysis - Chloroaromatic Compounds: 1,2,4 - Trichlorobenzene | The Contractor shall conduct on-site measurements, collect soil samples and analyze them for all the parameters specified in the order as per Spec Item 3.2., Sampling and Laboratory Services. Respond within 1 working day from receipt of order. |  | EA | 10 | 0
A993 |  | Soil Sampling and Analysis - Chloroaromatic Compounds: 1,2,4,5 - Tetra chlorobenzene | The Contractor shall conduct on-site measurements, collect soil samples and analyze them for all the parameters specified in the order as per Spec Item 3.2., Sampling and Laboratory Services. Respond within 1 working day from receipt of order. |  | EA | 10 | 0
A994 |  | Soil Sampling and Analysis - Chloroaromatic Compounds: Pentachloro benzene | The Contractor shall conduct on-site measurements, collect soil samples and analyze them for all the parameters specified in the order as per Spec Item 3.2., Sampling and Laboratory Services. Respond within 1 working day from receipt of order. |  | EA | 10 | 0
A995 |  | Soil Sampling and Analysis - Chloroaromatic Compounds: | The Contractor shall conduct on-site measurements, collect soil samples and analyze them for all the parameters specified in the order as per Spec Item 3.2., Sampling and Laboratory Services. Respond within 1 working day from receipt of order. |  | EA | 10 | 0
A996 |  | Soil Sampling and Analysis - Chloroaromatic Compounds: Esa chlorobenzene | The Contractor shall conduct on-site measurements, collect soil samples and analyze them for all the parameters specified in the order as per Spec Item 3.2., Sampling and Laboratory Services. Respond within 1 working day from receipt of order. |  | EA | 10 | 0
A997 |  | Soil Sampling and Analysis - Non-Chlorinated Phenols: Methyl phenols (o-, m-, p-) | The Contractor shall conduct on-site measurements, collect soil samples and analyze them for all the parameters specified in the order as per Spec Item 3.2., Sampling and Laboratory Services. Respond within 1 working day from receipt of order. |  | EA | 10 | 0
A998 |  | Soil Sampling and Analysis - Non-Chlorinated Phenols: Phenols | The Contractor shall conduct on-site measurements, collect soil samples and analyze them for all the parameters specified in the order as per Spec Item 3.2., Sampling and Laboratory Services. Respond within 1 working day from receipt of order. |  | EA | 10 | 0
A999 |  | Soil Sampling and Analysis - Chlorinated Phenols: 2 - Chlorophenol | The Contractor shall conduct on-site measurements, collect soil samples and analyze them for all the parameters specified in the order as per Spec Item 3.2., Sampling and Laboratory Services. Respond within 1 working day from receipt of order. |  | EA | 10 | 0
A1000 |  | Soil Sampling and Analysis - Chlorinated Phenols: 2,4 - Dichlorophenol | The Contractor shall conduct on-site measurements, collect soil samples and analyze them for all the parameters specified in the order as per Spec Item 3.2., Sampling and Laboratory Services. Respond within 1 working day from receipt of order. |  | EA | 10 | 0
A1001 |  | Soil Sampling and Analysis - Chlorinated Phenols: 2,4, 6 - Trichlorophenol | The Contractor shall conduct on-site measurements, collect soil samples and analyze them for all the parameters specified in the order as per Spec Item 3.2., Sampling and Laboratory Services. Respond within 1 working day from receipt of order. |  | EA | 10 | 0
A1002 |  | Soil Sampling and Analysis - Chlorinated Phenols: Pentachlorophenol | The Contractor shall conduct on-site measurements, collect soil samples and analyze them for all the parameters specified in the order as per Spec Item 3.2., Sampling and Laboratory Services. Respond within 1 working day from receipt of order. |  | EA | 10 | 0
A1003 |  | Soil Sampling and Analysis - Aromatic Amines: Aniline | The Contractor shall conduct on-site measurements, collect soil samples and analyze them for all the parameters specified in the order as per Spec Item 3.2., Sampling and Laboratory Services. Respond within 1 working day from receipt of order. |  | EA | 10 | 0
A1004 |  | Soil Sampling and Analysis - Aromatic Amines: o - Anisidine | The Contractor shall conduct on-site measurements, collect soil samples and analyze them for all the parameters specified in the order as per Spec Item 3.2., Sampling and Laboratory Services. Respond within 1 working day from receipt of order. |  | EA | 10 | 0
A1005 |  | Soil Sampling and Analysis - Aromatic Amines: m,p - Anisidine | The Contractor shall conduct on-site measurements, collect soil samples and analyze them for all the parameters specified in the order as per Spec Item 3.2., Sampling and Laboratory Services. Respond within 1 working day from receipt of order. |  | EA | 10 | 0
A1006 |  | Soil Sampling and Analysis - Aromatic Amines: Diphenylamine | The Contractor shall conduct on-site measurements, collect soil samples and analyze them for all the parameters specified in the order as per Spec Item 3.2., Sampling and Laboratory Services. Respond within 1 working day from receipt of order. |  | EA | 10 | 0
A1007 |  | Soil Sampling and Analysis - Aromatic Amines: p - Toluidine | The Contractor shall conduct on-site measurements, collect soil samples and analyze them for all the parameters specified in the order as per Spec Item 3.2., Sampling and Laboratory Services. Respond within 1 working day from receipt of order. |  | EA | 10 | 0
A1008 |  | Soil Sampling and Analysis - Pesticides: Alachlor | The Contractor shall conduct on-site measurements, collect soil samples and analyze them for all the parameters specified in the order as per Spec Item 3.2., Sampling and Laboratory Services. Respond within 1 working day from receipt of order. |  | EA | 10 | 0
A1009 |  | Soil Sampling and Analysis - Pesticides: Aldrin | The Contractor shall conduct on-site measurements, collect soil samples and analyze them for all the parameters specified in the order as per Spec Item 3.2., Sampling and Laboratory Services. Respond within 1 working day from receipt of order. |  | EA | 10 | 0
A1010 |  | Soil Sampling and Analysis - Pesticides: Atrazine | The Contractor shall conduct on-site measurements, collect soil samples and analyze them for all the parameters specified in the order as per Spec Item 3.2., Sampling and Laboratory Services. Respond within 1 working day from receipt of order. |  | EA | 10 | 0
A1011 |  | Soil Sampling and Analysis - Pesticides: α - esachloroesane | The Contractor shall conduct on-site measurements, collect soil samples and analyze them for all the parameters specified in the order as per Spec Item 3.2., Sampling and Laboratory Services. Respond within 1 working day from receipt of order. |  | EA | 10 | 0
A1012 |  | Soil Sampling and Analysis - Pesticides: β - esachloroesane | The Contractor shall conduct on-site measurements, collect soil samples and analyze them for all the parameters specified in the order as per Spec Item 3.2., Sampling and Laboratory Services. Respond within 1 working day from receipt of order. |  | EA | 10 | 0
A1013 |  | Soil Sampling and Analysis - Pesticides: γ - esachloroesane (Lindane) | The Contractor shall conduct on-site measurements, collect soil samples and analyze them for all the parameters specified in the order as per Spec Item 3.2., Sampling and Laboratory Services. Respond within 1 working day from receipt of order. |  | EA | 10 | 0
A1014 |  | Soil Sampling and Analysis - Pesticides: Chlordane | The Contractor shall conduct on-site measurements, collect soil samples and analyze them for all the parameters specified in the order as per Spec Item 3.2., Sampling and Laboratory Services. Respond within 1 working day from receipt of order. |  | EA | 10 | 0
A1015 |  | Soil Sampling and Analysis - Pesticides: DDD, DDT, DDE | The Contractor shall conduct on-site measurements, collect soil samples and analyze them for all the parameters specified in the order as per Spec Item 3.2., Sampling and Laboratory Services. Respond within 1 working day from receipt of order. |  | EA | 10 | 0
A1016 |  | Soil Sampling and Analysis - Pesticides: Dieldrin | The Contractor shall conduct on-site measurements, collect soil samples and analyze them for all the parameters specified in the order as per Spec Item 3.2., Sampling and Laboratory Services. Respond within 1 working day from receipt of order. |  | EA | 10 | 0
A1017 |  | Soil Sampling and Analysis - Pesticides: Endrin | The Contractor shall conduct on-site measurements, collect soil samples and analyze them for all the parameters specified in the order as per Spec Item 3.2., Sampling and Laboratory Services. Respond within 1 working day from receipt of order. |  | EA | 10 | 0
A1018 |  | Soil Sampling and Analysis - Dioxins and Furans: PCDD, PCDF (total) | The Contractor shall conduct on-site measurements, collect soil samples and analyze them for all the parameters specified in the order as per Spec Item 3.2., Sampling and Laboratory Services. Respond within 1 working day from receipt of order. |  | EA | 10 | 0
A1019 |  | Soil Sampling and Analysis - Dioxins and Furans: PCB | The Contractor shall conduct on-site measurements, collect soil samples and analyze them for all the parameters specified in the order as per Spec Item 3.2., Sampling and Laboratory Services. Respond within 1 working day from receipt of order. |  | EA | 10 | 0
A1020 |  | Soil Sampling and Analysis - Hydrocarbons: ight Hydrocarbons C≤12 | The Contractor shall conduct on-site measurements, collect soil samples and analyze them for all the parameters specified in the order as per Spec Item 3.2., Sampling and Laboratory Services. Respond within 1 working day from receipt of order. |  | EA | 10 | 0
A1021 |  | Soil Sampling and Analysis - Hydrocarbons: Heavy Hydrocarbons C>12 | The Contractor shall conduct on-site measurements, collect soil samples and analyze them for all the parameters specified in the order as per Spec Item 3.2., Sampling and Laboratory Services. Respond within 1 working day from receipt of order. |  | EA | 10 | 0
A1022 |  | Soil Sampling and Analysis: Asbestos (free fibers) | The Contractor shall conduct on-site measurements, collect soil samples and analyze them for all the parameters specified in the order as per Spec Item 3.2., Sampling and Laboratory Services. Respond within 1 working day from receipt of order. |  | EA | 10 | 0
A1023 |  | Soil Sampling and Analysis: Phtalic Acid's Esters | The Contractor shall conduct on-site measurements, collect soil samples and analyze them for all the parameters specified in the order as per Spec Item 3.2., Sampling and Laboratory Services. Respond within 1 working day from receipt of order. |  | EA | 10 | 0
A1024-A1029 | Reserved
Unit Priced Labor (UPL) Work
A1030 |  | Unit Priced Composite Skilled Labor Work - MUST BE NEGOTIATED BY KO | Provide one composite skilled labor hour of work-in-place performed by substantially and highly trained, certified, and/or licensed craftsmen and technicians. The composite labor hour rate should be an average of various trades such as carpenters, painters, electricians, plumbers, equipment mechanics, electronics technicians, and pest controllers, per the scope and delivery schedule specified in the order. |  | HR | 2500 | 0
A1031 |  | Unit Priced Composite Unskilled Labor Work - MUST BE NEGOTIATED BY KO | Provide one composite unskilled labor hour of work-in-place performed by minimally trained or untrained workers, including custodial and grounds maintenance workers, and common laborers per the scope and delivery schedule specified in the order. |  | HR | 2500 | 0
A1032 |  | Material and Equipment Costs - MUST BE NEGOTIATED BY KO | Provide all materials and equipment to perform Unit Priced Labor work per the scope and delivery schedule specified in the order. |  | LS | NTE | 100000
TOTAL FOR LINE ITEM 0002 - BASE PERIOD - NON-RECURRING WORK (ELINs A700 THROUGH A1032) | [6 empty] | 100000

## CLIN 003 - 1st OP - RW
ATTACHMENT J-0200000-12 XX
EXHIBIT LINE ITEM NUMBERS
SOLICITATION/CONTRACT # N62470-25-R-0020 XX-R-00XX
EXHIBIT B A - FIRST OPTION BASE PERIOD - RECURRING WORK
CLIN 0003
Line Item 0003 - Recurring Work - 1st Option Period
PROVIDE PRICES TO PERFORM RECURRING WORK - IN ACCORDANCE WITH SECTION C, SPEC ITEM 3
ELIN/Sub-ELINs A001 THROUGH B023 21
ELIN / Sub ELIN | Annex/Sub-annex | Spec Item | Description | Quantity | Unit of Issue | Unit Price | Total Price
B001 |  |  | Commander Naval Region Europe (CNRE)
| 1501000 |  | Facility Management
B001AA |  | 3.1 | Infrastructure Condition Assessment Program (ICAP) Services | 12 | MO |  | 0
| 1502000 |  | Facility Investment
|  | 3.1 | Emergency, Urgent, and Routine (E/U/R) Work
B001AB | 1502000 | 3.1.1 | Emergency | 12 | MO |  | 0
B001AC | 1502000 | 3.1.2 | Urgent | 12 | MO |  | 0
B001AD | 1502000 | 3.1.3 | Routine | 12 | MO |  | 0
|  | 3.2 | Facility Bullets
B001AE | 1502000 | 3.2 | Facility Bullets | 12 | MO |  | 0
|  | 3.3 | Preventive Maintenance (PM) Program
B001AF | 1502000 | 3.3.2 | Lightning Arrestors and Grounding Devices | 12 | MO |  | 0
B001AG | 1502000 | 3.3.3 | Vertical Transportation Equipment (VTE) | 12 | MO |  | 0
B001AH | 1502000 | 3.3.5 | Auxiliary Generator Systems | 12 | MO |  | 0
B001AJ | 1502000 | 3.3.12 | Swimming Pool Maintenance | 12 | MO |  | 0
B001AK | 1502000 | 3.3.15 | Aboveground (AST) and Underground (UST) Storage Tanks | 12 | MO |  | 0
B001AL | 1502000 | 3.3.16 | Overhead and Roll-up Doors | 12 | MO |  | 0
B001AM | 1502000 | 3.3.17 | Hangar Doors | 12 | MO |  | 0
B001AN | 1502000 | 3.3.18 | Drinking Fountains/Water Coolers | 12 | MO |  | 0
B001AP | 1502000 | 3.3.19 | Airfield Light Tower | 12 | MO |  | 0
B001AQ | 1502000 | 3.3.21 | Irrigation System | 12 | MO |  | 0
|  | 3.4 | Integrated Maintenance Program (IMP)
B001AR | 1502000 | 3.4.1 | HVAC and Refrigeration Systems | 12 | MO |  | 0
B001AS | 1502000 | 3.4.2 | Fire Protection Systems | 12 | MO |  | 0
B001AT | 1502000 | 3.4.3 | Boilers and UPVs | 12 | MO |  | 0
|  | 3.5 | Inspection, Testing, and Certification Program
B001AU | 1502000 | 3.5.2 | Vertical Transportation Equipment (VTE) | 12 | MO |  | 0
|  | 3.6 | Other Recurring Services Program
B001AV | 1502000 | 3.6.1 | Exhaust Hoods and Ducts | 12 | MO |  | 0
B001AW | 1502000 | 3.6.2 | HVAC Water Testing and Treatment Services | 12 | MO |  | 0
B001AX | 1502000 | 3.6.3 | Boiler Water Testing and Treatment Services | 12 | MO |  | 0
B001AY | 1502000 | 3.6.4 | Solar Panel Maintenance | 12 | MO |  | 0
B001AZ | 1502000 | 3.6.5 | Gutter and Roof Inspections | 12 | MO |  | 0
B001BA | 1502000 | 3.6.7 | Magnetic Key Card System Maintenance | 12 | MO |  | 0
B001BB | 1502000 | 3.6.9 | Vehicle Lift Maintenance | 12 | MO |  | 0
B001BC | 1502000 | 3.6.10 | Swimming Pool Water Testing and Treatment Services | 12 | MO |  | 0
B001BD | 1502000 | 3.6.11 | Fall Protection Lifeline Systems Inspection and Certification | 12 | MO |  | 0
B001BE | 1502000 | 3.6.13 | Oil-Water Separators and Grease Traps Maintenance | 12 | MO |  | 0
B001BF | 1502000 | 3.6.14 | Car Wash Water Treatment System | 12 | MO |  | 0
B001BG | 1502000 | 3.6.15 | Fire Extinguisher Inspection and Maintenance | 12 | MO |  | 0
| 1503010 |  | Custodial
B001BH | 1503010 | 3.1 | Scheduled Services | 12 | MO |  | 0
B001BJ | 1503010 | 3.1 | Scheduled Services for AMC (29% FX Pro-Rata) | 12 | MO |  | 0
| 1503020 |  | Pest Control
B001BK | 1503020 | 3.1 | Scheduled Pest Control | 12 | MO |  | 0
B001BL | 1503020 | 3.2 | Pest Control Service Orders | 12 | MO |  | 0
B001BM | 1503020 | 3.3 | Pest Management Reporting | 12 | MO |  | 0
| 1503030 |  | Integrated Solid Waste Management
B001BN | 1503030 | 3.1 - 3.5 | Recurring Work | 12 | MO |  | 0
B001BP | 1503030 | 3.6 | Special Collection Services | 12 | MO |  | 0
| 1503050 |  | Grounds Maintenance and Landscaping
B001BQ | 1503050 | 3.1 | Improved Grounds | 12 | MO |  | 0
B001BR | 1503050 | 3.2 | Operational Areas | 12 | MO |  | 0
B001BS | 1503050 | 3.3 | Storm Drainage Systems | 12 | MO |  | 0
B001BT | 1503050 | 3.4 | Outdoor Waste Collection | 12 | MO |  | 0
B001BU | 1503050 | 3.4 | Outdoor Waste Collection for AMC | 12 | MO |  | 0
B001BV | 1503050 | 3.5 | Playgrounds Maintenance | 12 | MO |  | 0
| 1503060 |  | Pavement Clearance
B001BW | 1503060 | 3.1 | Pavement Sweeping Services | 12 | MO |  | 0
B001BX | 1503060 | 3.2 | Pavement Clearance Service Orders | 12 | MO |  | 0
| 1601000 |  | Utility Management
|  | 3.1 | Utility Service Orders
B001BY | 1601000 | 3.1.1 | Emergency Service Orders | 12 | MO |  | 0
B001BZ | 1601000 | 3.1.2 | Routine Service Orders | 12 | MO |  | 0
B001CA | 1601000 | 3.2 | Utility Operations Management | 12 | MO |  | 0
B001CB | 1601000 | 3.3 | Utility Infrastructure Condition Assessment (UICAP) Support | 12 | MO |  | 0
| 1602000 |  | Electrical |  | `
|  | 3.1 | Preventive Maintenance (PM) Program
B001CC | 1602000 | 3.1.1 | High Voltage Systems Maintenance | 12 | MO |  | 0
|  | 3.2 | Other Recurring Services Program
B001CD | 1602000 | 3.2.1 | Photo Voltaic Systems Maintenance | 12 | MO |  | 0
| 1603000 |  | Natural Gas
B001CE | 1603000 | 3.1 | Integrated Maintenance Program (IMP) | 12 | MO |  | 0
| 1604000 |  | Wastewater
B001CF | 1604000 | 3.1 | Preventive Maintenance (PM) Program | 12 | MO |  | 0
B001CG | 1604000 | 3.2 | Other Recurring Services | 12 | MO |  | 0
| 1606001 |  | Water (Overseas)
B001CH | 1606001 | 3.1 | Preventive Maintenance (PM) Program | 12 | MO |  | 0
B001CJ | 1606001 | 3.2 | Unidirectional Flushing (UDF) Plan | 12 | MO |  | 0
B001CK | 1606001 | 3.3 | Well Development and Water Treatment and Distribution System Support | 12 | MO |  | 0
| 1700000 |  | Transportation
B001CL | 1700000 | 3.1 | Bus Services | 12 | MO |  | 0
| 1800000 |  | Environmental
B001CM | 1800000 | 3.1 | Oil and Hazardous Substance (OHS) Spill Response and Cleanup Ashore | 12 | MO |  | 0
|  |  | CNRE SUBTOTAL: |  |  |  | 0
AMC - Specification 1503010, Spec Item 3
|  |  | Scheduled Custodial Services, Spec Item 3.1 | 12 | MO |  | 0
Reserved
|  |  | AMC - CNRE Funded SUBTOTAL: |  |  |  | 0
B002 |  |  | MWR (Morale, Welfare, and Recreation) - CNRE FUNDED
| 1502000 |  | Facility Investment
|  | 3.1 | Emergency, Urgent, and Routine (E/U/R) Work
B002AA | 1502000 | 3.1.1 | Emergency | 12 | MO |  | 0
B002AB | 1502000 | 3.1.2 | Urgent | 12 | MO |  | 0
B002AC | 1502000 | 3.1.3 | Routine | 12 | MO |  | 0
|  | 3.4 | Integrated Maintenance Program (IMP)
B002AD | 1502000 | 3.4.2 | Fire Protection Systems | 12 | MO |  | 0
|  | 3.6 | Other Recurring Services Program
B002AE | 1502000 | 3.6.1 | Exhaust Hoods and Ducts | 12 | MO |  | 0
B002AE | 1502000 | 3.6.9 | Vehicle Lift Maintenance | 12 | MO |  | 0
B002AG | 1502000 | 3.6.13 | Oil-Water Separators and Grease Traps Maintenance | 12 | MO |  | 0
| 1503010 |  | Custodial
B002AF | 1503010 | 3.1 | Scheduled Services | 12 | MO |  | 0
| 1503020 |  | Pest Control
B002AG | 1503020 | 3.1 | Scheduled Pest Control | 12 | MO |  | 0
B002AH | 1503020 | 3.3 | Pest Management Reporting | 12 | MO |  | 0
|  |  | MWR - SUBTOTAL: |  |  |  | 0
B003 |  |  | NEXCOM (Navy Exchange) - CNRE FUNDED
| 1502000 |  | Facility Investment
|  | 3.4 | Integrated Maintenance Program (IMP)
B003AA | 1502000 | 3.4.2 | Fire Protection Systems | 12 | MO |  | 0
|  | 3.6 | Other Recurring Services Program
B003AB | 1502000 | 3.6.1 | Exhaust Hoods and Ducts | 12 | MO |  | 0
| 1503020 |  | Pest Control
B003AB | 1503020 | 3.1 | Scheduled Pest Control | 12 | MO |  | 0
B003AC | 1503020 | 3.2 | Pest Control Service Orders | 12 | MO |  | 0
B003AD | 1503020 | 3.3 | Pest Management Reporting | 12 | MO |  | 0
| 1503030 |  | Integrated Solid Waste Management
B003AE | 1503030 | 3.1 - 3.5 | Recurring Work | 12 | MO |  | 0
|  |  | NEXCOM - SUBTOTAL: |  |  |  | 0
B004 |  |  | HAZMIN Center - CNRE FUNDED
| 1503010 |  | Custodial
B004AA | 1503010 | 3.1 | Scheduled Services | 12 | MO |  | 0
| 1503030 |  | Integrated Solid Waste Management
B004AB | 1503030 | 3.1 - 3.5 | Recurring Work | 12 | MO |  | 0
|  |  | HAZMIN Center - SUBTOTAL: |  |  |  | 0
B005 |  |  | BOA (Bank of America)
| 1503010 |  | Custodial
B005AA | 1503010 | 3.1 | Scheduled Services | 12 | MO |  | 0
| 1503030 |  | Integrated Solid Waste Management
B005AB | 1503030 | 3.1 - 3.5 | Recurring Work | 12 | MO |  | 0
|  |  | BOA SUBTOTAL: |  |  |  | 0
B006 |  |  | AMC (Air Mobility Command)
| 1502000 |  | Facility Investment
|  | 3.6 | Other Recurring Services Program
B006AA | 1502000 | 3.6.1 | Exhaust Hoods and Ducts | 12 | MO |  | 0
B006AB | 1502000 | 3.6.13 | Oil-Water Separators and Grease Traps Maintenance | 12 | MO |  | 0
| 1503010 |  | Custodial
B006AC | 1503010 | 3.1 | Scheduled Services | 12 | MO |  | 0
| 1503020 |  | Pest Control
B006AD | 1503020 | 3.1 | Scheduled Pest Control | 12 | MO |  | 0
B006AE | 1503020 | 3.2 | Pest Control Service Orders | 12 | MO |  | 0
B006AF | 1503020 | 3.3 | Pest Management Reporting | 12 | MO |  | 0
| 1503030 |  | Integrated Solid Waste Management
B006AG | 1503030 | 3.1 - 3.5 | Recurring Work | 12 | MO |  | 0
|  |  | AMC SUBTOTAL: |  |  |  | 0
B007 |  |  | DHA (Defense Health Agency)
| 1502000 |  | Facility Investment
|  | 3.1 | Emergency, Urgent, and Routine (E/U/R) Work
B007AA | 1502000 | 3.1.1 | Emergency | 12 | MO |  | 0
B007AB | 1502000 | 3.1.2 | Urgent | 12 | MO |  | 0
B007AC | 1502000 | 3.1.3 | Routine | 12 | MO |  | 0
|  | 3.1 | Preventive Maintenance (PM) Program
B007AD | 1502000 | 3.3.1 | Interior and Exterior Lighting Systems | 12 | MO |  | 0
B007AE | 1502000 | 3.3.2 | Lightning Arrestors and Grounding Devices | 12 | MO |  | 0
B007AF | 1502000 | 3.3.3 | Vertical Transportation Equipment (VTE) | 12 | MO |  | 0
B007AG | 1502000 | 3.3.4 | Compressed Air Systems | 12 | MO |  | 0
B007AH | 1502000 | 3.3.5 | Auxiliary Generators | 12 | MO |  | 0
B007AJ | 1502000 | 3.3.6 | Uninterruptable Power Supply Systems (UPS) | 12 | MO |  | 0
B007AK | 1502000 | 3.3.7 | Medical Air, Gas, and Vacuum Systems | 12 | MO |  | 0
B007AL | 1502000 | 3.3.8 | Communication Systems | 12 | MO |  | 0
B007AM | 1502000 | 3.3.9 | Intrusion Detection Systems | 12 | MO |  | 0
B007AN | 1502000 | 3.3.10 | Closed Circuit Surveillance Systems | 12 | MO |  | 0
B007AP | 1502000 | 3.3.11 | Automatic, Fire, and Roll-Up Doors | 12 | MO |  | 0
B007AQ | 1502000 | 3.3.13 | Facility Electric System | 12 | MO |  | 0
B007AR | 1502000 | 3.3.14 | Reverse Osmosis and Water Purification System | 12 | MO |  | 0
B007AS | 1502000 | 3.3.15 | Aboveground (AST) and Underground (UST) Storage Tanks | 12 | MO |  | 0
B007AT | 1502000 | 3.3.16 | Overhead and Roll-Up Doors | 12 | MO |  | 0
B007AU | 1502000 | 3.3.18 | Drinking Fountains/Water Coolers | 12 | MO |  | 0
B007AV | 1502000 | 3.3.20 | Emergency Eye Wash Station | 12 | MO |  | 0
B007AW | 1502000 | 3.3.21 | Irrigation System | 12 | MO |  | 0
|  | 3.4 | Integrated Maintenance Program (IMP)
B007AX | 1502000 | 3.4.1 | HVAC and Refrigeration Systems | 12 | MO |  | 0
B007AY | 1502000 | 3.4.2 | Fire Protection Systems | 12 | MO |  | 0
B007AZ | 1502000 | 3.4.3 | Boilers and UPVs | 12 | MO |  | 0
|  | 3.5 | Inspection, Testing, and Certification Program
B007BA | 1502000 | 3.5.1 | Boilers and UPVs | 12 | MO |  | 0
B007BB | 1502000 | 3.5.2 | Vertical Transportation Equipment (VTE) | 12 | MO |  | 0
|  | 3.6 | Other Recurring Services Program
B007BC | 1502000 | 3.6.1 | Exhaust Hoods and Ducts | 12 | MO |  | 0
B007BD | 1502000 | 3.6.2 | HVAC Water Testing and Treatment Services | 12 | MO |  | 0
B007BE | 1502000 | 3.6.3 | Boiler Water Testing and Treatment Services | 12 | MO |  | 0
B007BF | 1502000 | 3.6.11 | Miscellaneous Equipment | 12 | MO |  | 0
B007BG | 1502000 | 3.6.16 | Lift Station Maintenance | 12 | MO |  | 0
| 1503010 |  | Custodial
B007BA | 1503010 | 3.1 | Scheduled Services | 12 | MO |  | 0
B007BB | 1503010 | 3.2 | MTF Other/Special Cleaning Services (DHA) | 12 | MO |  | 0
| 1503020 |  | Pest Control
B007BC | 1503020 | 3.1 | Scheduled Pest Control | 12 | MO |  | 0
B007BD | 1503020 | 3.3 | Pest Management Reporting | 12 | MO |  | 0
| 1503030 |  | Integrated Solid Waste Management
B007BE | 1503030 | 3.1 - 3.5 | Recurring Work | 12 | MO |  | 0
| 1503050 |  | Grounds Maintenance and Landscaping
B007BF | 1503050 | 3.1 | Improved Grounds | 12 | MO |  | 0
B007BG | 1503050 | 3.4 | Outdoor Waste Collection | 12 | MO |  | 0
|  |  | DHA SUBTOTAL: |  |  |  | 0
B008 |  |  | DeCA (Defense Commissary Agency)
| 1502000 |  | Facility Investment
|  | 3.1 | Emergency, Urgent, and Routine (E/U/R) Work
B008AA |  | 3.1.2 | Urgent | 12 | MO |  | 0
|  | 3.1 | Preventive Maintenance (PM) Program
B008AB | 1502000 | 3.3.3 | Vertical Transportation Equipment (VTE) | 12 | MO |  | 0
|  | 3.4 | Integrated Maintenance Program (IMP)
B008AC | 1502000 | 3.4.2 | Fire Protection Systems | 12 | MO |  | 0
|  | 3.5 | Inspection, Testing, and Certification Program
B008AD | 1502000 | 3.5.2 | Vertical Transportation Equipment (VTE) | 12 | MO |  | 0
|  | 3.6 | Other Recurring Services Program
B008AE | 1502000 | 3.6.13 | Oil-Water Separators and Grease Traps Maintenance | 12 | MO |  | 0
| 1503020 |  | Pest Control
B008AE | 1503020 | 3.1 | Scheduled Pest Control | 12 | MO |  | 0
B008AF | 1503020 | 3.2 | Pest Control Service Orders | 12 | MO |  | 0
B008AG | 1503020 | 3.3 | Pest Management Reporting | 12 | MO |  | 0
| 1503030 |  | Integrated Solid Waste Management
B008AH | 1503030 | 3.1 - 3.5 | Recurring Work | 12 | MO |  | 0
|  |  | DeCA SUBTOTAL: |  |  |  | 0
B009 |  |  | DCS (Defense Courier Service)
| 1502000 |  | Facility Investment
|  | 3.4 | Integrated Maintenance Program (IMP)
B009AA | 1502000 | 3.4.2 | Fire Protection Systems | 12 | MO |  | 0
|  |  | DCS SUBTOTAL: |  |  |  | 0
B010 |  |  | DoDEA (Department of Defense Education Activity)
| 1503030 |  | Integrated Solid Waste Management
B010AA | 1503030 | 3.1 - 3.5 | Recurring Work | 12 | MO |  | 0
|  |  | DoDEA SUBTOTAL: |  |  |  | 0
B011 |  |  | DLA DISTRIBUTION
| 1502000 |  | Facility Investment
|  | 3.1 | Emergency, Urgent, and Routine (E/U/R) Work
B011AA | 1502000 | 3.1.1 | Emergency | 12 | MO |  | 0
B011AB | 1502000 | 3.1.2 | Urgent | 12 | MO |  | 0
B011AC | 1502000 | 3.1.3 | Routine | 12 | MO |  | 0
|  | 3.1 | Preventive Maintenance (PM) Program
B011AD | 1502000 | 3.3.3 3.5.2 | Vertical Transportation Equipment (VTE) | 12 | MO |  | 0
B011AE | 1502000 | 3.3.15 | Aboveground (AST) and Underground (UST) Storage Tanks | 12 | MO |  | 0
|  | 3.4 | Integrated Maintenance Program (IMP)
B011AF | 1502000 | 3.4.2 | Fire Protection Systems | 12 | MO |  | 0
|  | 3.5 | Inspection, Testing, and Certification Program
B011AG | 1502000 | 3.5.2 | Vertical Transportation Equipment (VTE) | 12 | MO |  | 0
|  | 3.6 | Other Recurring Services Program
B011AH | 1502000 | 3.6.4 | Solar Panel Maintenance | 12 | MO |  | 0
B011AJ | 1502000 | 3.6.5 | Gutter and Roof Inspections | 12 | MO |  | 0
B011AK | 1502000 | 3.6.12 | Fall Protection Lifeline Systems Inspection and Certification | 12 | MO |  | 0
| 1503020 |  | Pest Control
B011AL | 1503020 | 3.1 | Scheduled Pest Control | 12 | MO |  | 0
B011AM | 1503020 | 3.2 | Pest Control Service Orders | 12 | MO |  | 0
B011AN | 1503020 | 3.3 | Pest Management Reporting | 12 | MO |  | 0
| 1503030 |  | Integrated Solid Waste Management
B011AP | 1503030 | 3.1 - 3.5 | Recurring Work | 12 | MO |  | 0
|  |  | DLA DISTRIBUTION SUBTOTAL: |  |  |  | 0
B012 |  |  | DLA DISPOSITION
| 1503010 |  | Custodial
B012AA | 1503010 | 3.1 | Scheduled Services | 12 | MO |  | 0
| 1503020 |  | Pest Control
B012AB | 1503020 | 3.1 | Scheduled Pest Control | 12 | MO |  | 0
B012AC | 1503020 | 3.2 | Pest Control Service Orders | 12 | MO |  | 0
B012AD | 1503020 | 3.3 | Pest Management Reporting | 12 | MO |  | 0
|  |  | DLA DISPOSITION SUBTOTAL: |  |  |  | 0
B013 |  |  | NAVSUP FUELS - DLA ENERGY FUNDED
| 1502000 |  | Facility Investment
|  | 3.1 | Emergency, Urgent, and Routine (E/U/R) Work
B013AA | 1502000 | 3.1.1 | Emergency | 12 | MO |  | 0
B013AB | 1502000 | 3.1.2 | Urgent | 12 | MO |  | 0
B013AC | 1502000 | 3.1.3 | Routine | 12 | MO |  | 0
|  | 3.1 | Preventive Maintenance (PM) Program
B013AD | 1502000 | 3.3.2 | Lightning Arrestors and Grounding Devices | 12 | MO |  | 0
B013AE | 1502000 | 3.3.09 15 | Aboveground (AST) and Underground (UST) Storage Tanks | 12 | MO |  | 0
B013AF | 1502000 | 3.3.12 18 | Drinking Fountains/Water Coolers | 12 | MO |  | 0
B013AF | 1502000 | 3.3.16 23 | POL Fuel Depot Facilities and Distribution Systems | 12 | MO |  | 0
B013AG | 1502000 | 3.3.17 24 | Aviation Fuel Support Systems | 12 | MO |  | 0
B013AH | 1502000 | 3.3.18 25 | Vehicle Fueling Station Systems | 12 | MO |  | 0
|  | 3.4 | Integrated Maintenance Program (IMP)
B013AI | 1502000 | 3.4.2 | Fire Protection Systems | 12 | MO |  | 0
|  | 3.6 | Other Recurring Services Program
B013AK | 1502000 | 3.6.5 | Gutter and Roof Inspections | 12 | MO |  | 0
B013AL | 1502000 | 3.6.13 | Oil-Water Separators and Grease Traps Maintenance | 12 | MO |  | 0
| 1503010 |  | Custodial
B013AM | 1503010 | 3.1 | Scheduled Services | 12 | MO |  | 0
|  |  | NAVSUP FUELS - DLA ENERGY FUNDED SUBTOTAL: |  |  |  | 0
B014 |  |  | FAMILY HOUSING
| 1401000 |  | Family Housing
B014AA | 1401000 | 3.1 | Family Housing (FH) Maintenance and Repairs
B014AB | 1401000 | 3.1.1.1 | Emergency | 12 | MO |  | 0
B014AC | 1401000 | 3.1.1.2 | Urgent | 12 | MO |  | 0
B014AD | 1401000 | 3.1.1.3 | Routine | 12 | MO |  | 0
B014AE | 1401000 | 3.1.2 | Scheduled Roof Cleaning | 12 | MO |  | 0
| 1502000 |  | Facility Investment
|  | 3.1 | Preventive Maintenance (PM) Program
B014AF | 1502000 | 3.3.21 | Irrigation System | 12 | MO |  | 0
|  | 3.4 | Integrated Maintenance Program (IMP)
B014AG | 1502000 | 3.4.1 | HVAC and Refrigeration Systems | 12 | MO |  | 0
B014AH | 1502000 | 3.4.3 | Boilers and UPVs | 12 | MO |  | 0
|  | 3.6 | Other Recurring Services Program
B014AJ | 1502000 | 3.6.2 | HVAC Water Testing and Treatment Services | 12 | MO |  | 0
B014AK | 1502000 | 3.6.4 | Solar Panel Maintenance | 12 | MO |  | 0
| 1503010 |  | Custodial
B014AL | 1503010 | 3.1 | Scheduled Services | 12 | MO |  | 0
| 1503020 |  | Pest Control
B014AM | 1503020 | 3.1 | Scheduled Pest Control | 12 | MO |  | 0
B014AN | 1503020 | 3.2 | Pest Control Service Orders | 12 | MO |  | 0
B014AN | 1503020 | 3.2.1 | Unscheduled Pest Control Services | 12 | MO |  | 0
B014AP | 1503020 | 3.3 | Pest Management Reporting | 12 | MO |  | 0
| 1503030 |  | Integrated Solid Waste Management
B014AQ | 1503030 | 3.1 - 3.5 | Recurring Work | 12 | MO |  | 0
| 1503050 |  | Grounds Maintenance and Landscaping
B014AR | 1503050 | 3.1 | Improved Grounds | 12 | MO |  | 0
| 1503060 |  | Pavement Clearance
B014AS | 1503060 | 3.2 3.1 | Pavement Clearance Service Orders Improved Grounds | 12 | MO |  | 0
|  |  | FAMILY HOUSING SUBTOTAL: |  |  |  | 0
B015 |  |  | UNACCOMPANIED HOUSING
| 1402000 | 3 | Recurring Work
B015AA | 1402000 | 3.1 | Unaccompanied Housing (UH) Maintenance and Repairs | 12 | MO |  | 0
B015AB | 1402000 | 3.2 | Change of Occupancy Maintenance (COM) Services
B015AB | 1402000 | 3.2 | COM - Small BQ Units | 150 | EA |  | 0
B015AC | 1402000 | 3.2 | COM - Common Areas BQ Units | 200 | EA |  | 0
B015AD | 1402000 | 3.2 | Complete Painting - Small BQ Units | 150 | EA |  | 0
B015AE | 1402000 | 3.2 | Complete Painting - Common Areas BQ Units | 200 | EA |  | 0
B015AF | 1402000 | 3.3 | Laundry Room Servicing | 12 | MO |  | 0
|  |  | UNACCOMPANIED HOUSING SUBTOTAL: |  |  |  | 0
B016 |  |  | GLOBAL HAWK
| 1502000 |  | Facility Investment
|  | 3.1 | Emergency, Urgent, and Routine (E/U/R) Work
B016AA | 1502000 | 3.1.1 | Emergency | 12 | MO |  | 0
B016AB | 1502000 | 3.1.2 | Urgent | 12 | MO |  | 0
B016AC | 1502000 | 3.1.3 | Routine | 12 | MO |  | 0
|  | 3.1 | Preventive Maintenance (PM) Program
B016AD | 1502000 | 3.3.1 | Interior and Exterior Lighting Systems | 12 | MO |  | 0
B016AE | 1502000 | 3.3.2 | Lightning Arrestors and Grounding Devices | 12 | MO |  | 0
B016AF | 1502000 | 3.3.4 | Compressed Air Systems | 12 | MO |  | 0
B016AG | 1502000 | 3.3.5 | Auxiliary Generators | 12 | MO |  | 0
B016AH | 1502000 | 3.3.6 | Uninterruptable Power Supply Systems (UPS) | 12 | MO |  | 0
B016AJ | 1502000 | 3.3.13 | Facility Electric Systems | 12 | MO |  | 0
B016AK | 1502000 | 3.3.15 | Aboveground (AST) and Underground (UST) Storage Tanks | 12 | MO |  | 0
B016AL | 1502000 | 3.3.16 | Overhead and Roll-Up Doors | 12 | MO |  | 0
B016AM | 1502000 | 3.3.17 | Hangar Door | 12 | MO |  | 0
B016AN | 1502000 | 3.3.18 | Drinking Fountains/Water Coolers | 12 | MO |  | 0
B016AP | 1502000 | 3.3.20 | Emergency Eyewash Station | 12 | MO |  | 0
B016AQ | 1502000 | 3.3.25 | Vehicle Arrestor System | 12 | MO |  | 0
B016AR | 1502000 | 3.3.26 | Flood Gate | 12 | MO |  | 0
| 1502000 | 3.4 | Integrated Maintenance Program (IMP)
B016AS | 1502000 | 3.4.1 | HVAC and Refrigeration Systems | 12 | MO |  | 0
B016AT | 1502000 | 3.4.2 | Fire Protection Systems | 12 | MO |  | 0
B016AU | 1502000 | 3.4.3 | Boilers and UPVs | 12 | MO |  | 0
|  | 3.5 | Inspection, Testing, and Certification Program
B016AV | 1502000 | 3.5.1 3.4.3 | Boilers and UPVs | 12 | MO |  | 0
Other Recurring Services Program
B016AW | 1502000 | 3.6.2 | HVAC Water Testing and Treatment Services | 12 | MO |  | 0
B016AX | 1502000 | 3.6.3 | Boiler Water Testing and Treatment Services | 12 | MO |  | 0
B016AY | 1502000 | 3.6.4 | Solar Panel Maintenance | 12 | MO |  | 0
B016AZ | 1502000 | 3.6.6 | Gutter Maintenance | 12 | MO |  | 0
B016BA | 1502000 | 3.6.14 15 | Fire Extinguisher Inspection and Maintenance | 12 | MO |  | 0
B016BB | 1502000 | 3.6.15 | Lift Station Maintenance | 12 | MO |  | 0
| 1503010 |  | Custodial
B016BC | 1503010 | 3.1 | Scheduled Services | 12 | MO |  | 0
| 1503020 |  | Pest Control
B016BD | 1503020 | 3.1 | Scheduled Pest Control | 12 | MO |  | 0
B016BE | 1503020 | 3.2 |  | 12 | MO |  | 0
B016BF | 1503020 | 3.3 | Pest Management Reporting | 12 | MO |  | 0
| 1503030 |  | Integrated Solid Waste Management
B016BG | 1503030 | 3.1 - 3.5 | Recurring Work | 12 | MO |  | 0
|  |  | GLOBAL HAWK SUBTOTAL: |  |  |  | 0
B017 |  |  | NCIS
| 1502000 |  | Facility Investment
| 1502000 | 3.4 | Integrated Maintenance Program (IMP)
B017AA | 1502000 | 3.4.2 | Fire Protection Systems | 12 | MO |  | 0
| 1503010 |  | Custodial
B017AB | 1503010 | 3.1 | Scheduled Services | 12 | MO |  | 0
|  |  | NCIS SUBTOTAL: |  |  |  | 0
B018 |  |  | NAVY LODGE
| 1502000 |  | Facility Investment
|  | 3.1 | Emergency, Urgent, and Routine (E/U/R) Work
B018AA | 1502000 | 3.1.1 | Emergency | 12 | MO |  | 0
B018AB | 1502000 | 3.1.2 | Urgent | 12 | MO |  | 0
B018AC | 1502000 | 3.1.3 | Routine | 12 | MO |  | 0
| 1502000 | 3.4 | Integrated Maintenance Program (IMP)
B018AD | 1502000 | 3.4.2 | Fire Protection Systems | 12 | MO |  | 0
|  |  | NAVY LODGE SUBTOTAL: |  |  |  | 0
B019 |  |  | NGIS
| 1502000 |  | Facility Investment
|  | 3.1 | Emergency, Urgent, and Routine (E/U/R) Work
B019AA | 1502000 | 3.1.1 | Emergency | 12 | MO |  | 0
B019AB | 1502000 | 3.1.2 | Urgent | 12 | MO |  | 0
B019AC | 1502000 | 3.1.3 | Routine | 12 | MO |  | 0
| 1503010 |  | Custodial
B019AD | 1503010 | 3.1 | Scheduled Services | 12 | MO |  | 0
| 1503030 |  | Integrated Solid Waste Management
B019AE | 1503030 | 3.1 - 3.5 | Recurring Work | 12 | MO |  | 0
| 1503050 |  | Ground Maintenance and Landscaping
B019AF | 1503050 | 3.4 | Outdoor Waste Collection | 12 | MO |  | 0
|  |  | NGIS SUBTOTAL: |  |  |  | 0
B020 |  |  | SPACE FORCE
| 1502000 |  | Facility Investment
|  | 3.1 | Emergency, Urgent, and Routine (E/U/R) Work
B020AA | 1502000 | 3.1.1 | Emergency | 12 | MO |  | 0
B020AB | 1502000 | 3.1.2 | Urgent | 12 | MO |  | 0
B020AC | 1502000 | 3.1.3 | Routine | 12 | MO |  | 0
|  | 3.1 | Preventive Maintenance (PM) Program
B020AD | 1502000 | 3.3.5 | Auxiliary Generators | 12 | MO |  | 0
B020AE | 1502000 | 3.3.13 | Facility Electric Systems | 12 | MO |  | 0
B020AF | 1502000 | 3.3.18 | Drinking Fountains/Water Coolers | 12 | MO |  | 0
| 1502000 | 3.4 | Integrated Maintenance Program (IMP)
B020AG | 1502000 | 3.4.1 | HVAC and Refrigeration Systems | 12 | MO |  | 0
B020AH | 1502000 | 3.4.2 | Fire Protection Systems | 12 | MO |  | 0
B020AJ | 1502000 | 3.4.3 | Boilers and UPVs | 12 | MO |  | 0
Other Recurring Services Program
B020AK | 1502000 | 3.6.2 | HVAC Water Testing and Treatment Services | 12 | MO |  | 0
B020AL | 1502000 | 3.6.4 | Solar Panel Maintenance | 12 | MO |  | 0
| 1503010 |  | Custodial
B020AM | 1503010 | 3.1 | Scheduled Services | 12 | MO |  | 0
| 1503020 |  | Pest Control
B020AN | 1503020 | 3.1 | Scheduled Pest Control | 12 | MO |  | 0
B020AP | 1503020 | 3.2 | Pest Control Service Orders | 12 | MO |  | 0
B020AQ | 1503020 | 3.3 | Pest Management Reporting | 12 | MO |  | 0
| 1503030 |  | Integrated Solid Waste Management
B020AR | 1503030 | 3.1 - 3.5 | Recurring Work | 12 | MO |  | 0
|  |  | SPACE FORCE SUBTOTAL: |  |  |  | 0
B021 |  |  | DLA ENERGY
| 1503010 |  | Custodial
B021AA | 1503010 | 3.1 | Scheduled Services | 12 | MO |  | 0
| 1503020 |  | Pest Control
B021AA | 1503020 | 3.1 | Scheduled Pest Control | 12 | MO |  | 0
B021AB | 1503020 | 3.3 | Pest Management Reporting | 12 | MO |  | 0
|  |  | DLA ENERGY SUBTOTAL: |  |  |  | 0
B022 |  |  | MWR (Morale, Welfare, and Recreation)
| 1502000 |  | Facility Investment
|  | 3.6 | Other Recurring Services Program
B022AE | 1502000 | 3.6.1 | Exhaust Hoods and Ducts | 12 | MO |  | 0
B022AG | 1502000 | 3.6.13 | Oil-Water Separators and Grease Traps Maintenance | 12 | MO |  | 0
|  |  | MWR SUBTOTAL: |  |  |  | 0
B023 |  |  | NEXCOM (Navy Exchange)
| 1502000 |  | Facility Investment
|  | 3.6 | Other Recurring Services Program
B023AA | 1502000 | 3.6.1 | Exhaust Hoods and Ducts | 12 | MO |  | 0
|  |  | NEXCOM SUBTOTAL: |  |  |  | 0
TOTAL FOR LINE ITEM 0003 - 1st OPTION YEAR - RECURRING WORK (ELINs B001 THROUGH B023 21) | [6 empty] | 0
SECTION J
EXHIBIT A
Unit Price Per Linear Foot to Provide Red Wood or Cedar Fence Including Dog Ear Fence Boards, Posts, Rails, Braces and all Hardware.
Fence Board Height of 6'
Unit Price Per Linear Foot to Provide Reconditioning and Maintenance Service for Barbwire Fence.
Unit Price Per Linear Foot to Provide Red Wood or Cedar Fence Including Dog Ear Fence Boards, Posts, Rails, Braces and all Hardware.
Fence Board Height of 6'
Unit Price Per Linear Foot to Provide Reconditioning and Maintenance Service for Ornamental Steel Fence.
Unit Price Per Linear Foot to Provide Red Wood or Cedar Fence Including Dog Ear Fence Boards, Posts, Rails, Braces and all Hardware.
Fence Board Height of 6'
Unit Price Per Linear Foot to Provide Reconditioning and Maintenance Service for Wood Fence.
PROVIDE A UNIT PRICE FOR THE REMOVAL AND DISPOSAL OF FENCE COMPLETE, FENCE POSTS, BARBWIRE, BARBED TAPE.
IN ACCORDANCE WITH SECTION C, C.10.1.l
ELIN A001EW through A001FI
Unit Price Per Linear Foot to Provide Red Wood or Cedar Fence Including Dog Ear Fence Boards, Posts, Rails, Braces and all Hardware.
Fence Board Height of 6'
Unit Price Per Linear Foot to Provide Removal Service for Chain link Fence.
Including Fabric, Posts, Gates, Rails, Tension Wire, Barbwire/Barbed Tape.
Unit Price Per Linear Foot to Provide Red Wood or Cedar Fence Including Dog Ear Fence Boards, Posts, Rails, Braces and all Hardware.
Fence Board Height of 6'
Unit Price Per Linear Foot to Provide Removal Service for Chain link Fence Gates including tracks (not posts).
Unit Price Per Linear Foot to Provide Red Wood or Cedar Fence Including Dog Ear Fence Boards, Posts, Rails, Braces and all Hardware.
Fence Board Height of 6'
Unit Price Per Linear Foot to Provide Removal Service for Ornamental Steel Fence. Including Posts and Gates
Unit Price Per Linear Foot to Provide Red Wood or Cedar Fence Including Dog Ear Fence Boards, Posts, Rails, Braces and all Hardware.
Fence Board Height of 6'
Unit Price Per Linear Foot to Provide Removal Service for Wood Fence. Including Posts and Gates.
Unit Price Per Linear Foot to Provide Red Wood or Cedar Fence Including Dog Ear Fence Boards, Posts, Rails, Braces and all Hardware.
Fence Board Height of 6'
Unit Price Per Linear Foot to Provide Removal Service for Barbwire Fence. Including Posts and all wire.
Unit Price Per Linear Foot to Provide Red Wood or Cedar Fence Including Dog Ear Fence Boards, Posts, Rails, Braces and all Hardware.
Fence Board Height of 6'
Unit Price Each to Provide Removal Service for Fence Posts. Including Posts Footing with Braces and Supports as Required.
Unit Price Per Linear Foot to Provide Red Wood or Cedar Fence Including Dog Ear Fence Boards, Posts, Rails, Braces and all Hardware.
Fence Board Height of 6'
Unit Price Each to Provide Removal Service for Fence Posts. Post Cut-off Flush.
Unit Price Per Linear Foot to Provide Red Wood or Cedar Fence Including Dog Ear Fence Boards, Posts, Rails, Braces and all Hardware.
Fence Board Height of 6'
Unit Price Each to Provide Removal Service for Fence Posts. Driven Post.
Unit Price Per Linear Foot to Provide Red Wood or Cedar Fence Including Dog Ear Fence Boards, Posts, Rails, Braces and all Hardware.
Fence Board Height of 6'
Unit Price Each to Provide Removal Service for Fence Posts. Including Posts Footing with Braces and Supports as Required.
Posts Set in Concrete/Asphalt.
Unit Price Per Linear Foot to Provide Red Wood or Cedar Fence Including Dog Ear Fence Boards, Posts, Rails, Braces and all Hardware.
Fence Board Height of 6'
Unit Price Per Square Foot to Patch and Refinish Concrete or Asphalt Surface.
Surface Depth to Match Surrounding.
Unit Price Each to Remove and Dispose of or Save and Store (for reuse) Barbwire Single Arm Support.
Unit Price Each to remove and Dispose of or Save and Store (for reuse) Barbwire Double (V) Arm Support.
Lump Sum Price for the recycling of removed materials. Based on a Percentage Added to Removal Item Ordered
SECTION J
EXHIBIT A
Lump Sum Price for the Recycling of Removed Materials. Based on a Percentage Added to Removal Item Ordered, ELIN A001EK to A001EW. Figured on a Quantity of 1,000. The Quantity Provided is for Establishing the Percentage Rate Only.
PROVIDE A UNIT PRICE TO PERFORM EXPEDITED SERVICES.
IN ACCORDANCE WITH SECTION C, C.10.2
ELIN A001FJ
Lump Sum Price for Expedited Maintenance and Repair Services. Based on a Percentage Added to Task Order Total. Figured on a Quantity of 1,000. The Quantity Provided is for Establishing the Percentage Rate Only.
SECTION J
EXHIBIT A
SECTION J
EXHIBIT A
PROVIDE A UNIT PRICE FOR THE RENTAL OF TEMPORARY CHAIN LINK FENCE.
IN ACCORDANCE WITH SECTION C, C.10.3
ELIN A001FK THROUGH A001FP
Unit Price Per Linear Foot to Provide Red Wood or Cedar Fence Including Dog Ear Fence Boards, Posts, Rails, Braces and all Hardware.
Fence Board Height of 6'
Unit Price Per Linear Foot to Provide Temporary Chain link Fence.
6' Fence Height
Driven Posts
Unit Price Per Linear Foot to Provide Red Wood or Cedar Fence Including Dog Ear Fence Boards, Posts, Rails, Braces and all Hardware.
Fence Board Height of 6'
Unit Price Per Linear Foot to Provide Temporary Chain link Fence.
12' Panel, 6' Height
Driven Posts
Unit Price Per Linear Foot to Provide Red Wood or Cedar Fence Including Dog Ear Fence Boards, Posts, Rails, Braces and all Hardware.
Fence Board Height of 6'
Unit Price Per Linear Foot to Provide Temporary Chain link Fence.
12' Panel, 6' Height, Free-Standing
Unit Price Per Linear Foot to Provide Red Wood or Cedar Fence Including Dog Ear Fence Boards, Posts, Rails, Braces and all Hardware.
Fence Board Height of 6'
Unit Price Per Linear Foot to Provide Red Wood or Cedar Fence Including Dog Ear Fence Boards, Posts, Rails, Braces and all Hardware.
Fence Board Height of 6'
Unit Price Per Linear Foot to Provide Temporary Chain link Fence.
Driven Posts
With Barbwire, 7' Fence Height
Unit Price Per Linear Foot to Provide Red Wood or Cedar Fence Including Dog Ear Fence Boards, Posts, Rails, Braces and all Hardware.
Fence Board Height of 6'
Unit Price Per Linear Foot to Provide Temporary Chain link Fence.
12' Panel, With Barbwire, 7' Height
Driven Posts
Unit Price Per Linear Foot to Provide Red Wood or Cedar Fence Including Dog Ear Fence Boards, Posts, Rails, Braces and all Hardware.
Fence Board Height of 6'
Unit Price Per Linear Foot to Provide Temporary Chain link Fence.
12' Panel, With Barbwire, 7' Height,
Free-Standing

## CLIN 004 - 1st OP - NRW
ATTACHMENT J-0200000-12 XX
EXHIBIT LINE ITEM NUMBERS
SOLICITATION/CONTRACT # N62470-25-R-0020 XX-R-00XX
EXHIBIT B A -FIRST OPTION BASE PERIOD - NON-RECURRING WORK
CLIN 0004
Non-Recurring Work Price - 1st Option Period
PROVIDE PRICES TO PERFORM NON-RECURRING WORK - IN ACCORDANCE WITH SECTION C, SPEC ITEM 4, AND TO PRICE ADDITIONS AND DELITIONS TO THE RECURRING WORK REQUIREMENTS - IN ACCORDANCE WITH ANNEX 0200000, SPEC ITEM 2.14.1, RECURRING WORK PREPARATION OF PROPOSAL
ELINs B700 THROUGH B1032
ELIN | Annex/Sub-Annex | Short Description | Long Description | Unit Price (USD) | Unit of Issue | Estimated Quantities | Extended Price (USD)
UNIT PRICED TASK (UPT) WORK
| 200000 |  | Management and Administration
B700 |  | Naval Hospital Disaster Exercise Staff Support Requirements | Provide labor, management, supervision, tools, material and equipment to provide onsite labor at Building 273, NAS I, to support Naval Hospital disaster exercises within response and completion times specified in J-0200000-10, Naval Hospital Disaster Exercise Support Requirements (Non-Recurring/IDIQ), Section J. Respond within 1 working day or as specified in the orders. |  | EA | 5 | 0
B701-B705 | Reserved
| 1401000 |  | Family Housing
B706 |  | FH Change of Occupancy Maintenance (COM) | Provide labor, management, supervision, tools, material and equipment to perform Change of Occupancy Maintenance including all requirements per J-1401000-07 Performance Objectives and Standards, J-1401000-08 Change of Occupancy Maintenance Notice of Vacancy and Work Completion, J-1401000-09 FH Change of Occupancy Maintenance Checklist, and J-1401000-10 Listing of FH Change of Occupancy Maintenance Tasks, Section J, at the ordered location. Complete all work within 3 working days or as specified in the order. |  | EA | 4 | 0
B707 |  | FH Bathtub Replacement | Provide labor, management, supervision, tools, material and equipment to replace a bathtub with a new commercial grade fixture including removal of existing tub and installation of new shower valves and caulking at the ordered location. Where appropriate, single handle control valves shall be used. Complete all work within 3 working days during COM or as specified in the order. |  | EA | 4 | 0
B708 |  | FH Bathtub Liner Replacement | Provide labor, management, supervision, tools, material and equipment to replace a bathtub liner with a new commercial grade to match existing tub color including removal of existing liner and caulking of joints at the ordered location. Finished product shall be free of voids, loose spots, and cover tub from edge to edge and floor. Complete all work within 3 working days during COM or as specified in the order. |  | EA | 4 | 0
B709 |  | FH Bathtub and Shower Control Valves Replacement | Provide labor, management, supervision, tools, material and equipment to replace bathtub and shower control valves having new commercial grade bright chrome finish to match existing including removal of existing valves and caulking of joints at the ordered location. Complete all work within 3 working days during COM or as specified in the order. |  | EA | 8 | 0
B710 |  | FH Kitchen Sink Replacement | Provide labor, management, supervision, tools, material and equipment to replace a kitchen sink with new sink to match existing to include removal of existing sink, single chrome finish control high spout kitchen faucet with spray arm, continuous waste drain and p-trap at the ordered location. Completed installation shall be free of leaks and present a finished appearance. Complete all work within 3 working days during COM or as specified in the order. |  | EA | 4 | 0
B711 |  | FH Countertop Replacement | Provide labor, management, supervision, tools, material and equipment to replace a countertop to include removal of existing top, removal and reinstallation of sink, and installation of new granite top as specified, sealing/grouting of joints per manufacturer's recommendations, 10 centimeter back splash, and drip edge at the ordered location. Complete all work within 3 working days during COM or as specified in the order. |  | EA | 4 | 0
B712 |  | FH Cabinet Doors Replacement | Provide labor, management, supervision, tools, material and equipment to replace cabinet doors with new doors to match existing door style, materials and finish to include removal of existing doors, new hinges, latch and handle hardware at the specified location. Complete all work within 3 working days during COM or as specified in the order. |  | EA | 4 | 0
B713 |  | FH Exhaust Hood Replacement | Provide labor, management, supervision, tools, material and equipment to replace a range exhaust hood with new hood to match existing to include removal of existing hood at the ordered location. New hood shall be complete with removable washable filtering element, 3 speed fan, and 2 level light. Complete all work within 3 working days during COM or as specified in the order. |  | EA | 4 | 0
B714 |  | FH Screen Door Replacement | Provide labor, management, supervision, tools, material and equipment to replace an exterior screen door with new aluminum security type door (approx. 210 x 85 centimeters) to match existing opening to include removal of existing door, new deadbolt locking system and minimum of 2 sets of keys at the ordered location. Complete all work within 3 working days during COM or as specified in the order. |  | EA | 4 | 0
B715 |  | FH Door Replacement (Exterior and Interior) | Provide labor, management, supervision, tools, material and equipment to replace an exterior or interior door with new door to match existing style, wood species and finish to include removal of existing door, touchup of scratches and nicks in adjoining frame, and reinstallation of existing hardware where unrepairable at the ordered location. Exterior doors shall be solid core (not core filled) and replaced the same day work is started. Metal exterior doors shall meet the industrial standards requirements for thermos insulated pre-factory finished exterior doors and frames. Doors shall be plumbed and planed (to include appropriate bevel) to provide a minimum 3 millimeter finished clearance between door and adjoining head and jambs, and trimmed to provide adequate clearance above the floor. Complete all work within 3 working days during COM or as specified in the order. |  | EA | 10 | 0
B716 |  | FH Ceramic Tile Replacement | Provide labor, management, supervision, tools, material and equipment to replace ceramic tile with new tile to match existing on floors, walls, and window stools where broken, missing, cracked or discolored to include removal of existing tiles and grouting of new tiles at the ordered location. Marble saddles shall be replaced where damaged. Floor tiles shall be grouted as required to provide a waterproof seal. Where exact match is no longer available, remove and replace nondefective tiles to create a pattern to minimize visual effect of the style/color mismatch. Complete all work within 3 working days during COM or as specified in the order. |  | SM | 300 | 0
B717 |  | FH Terrazzo Tile Replacement | Provide labor, management, supervision, tools, material and equipment to replace terrazzo tile with new tile to match existing where broken, missing, cracked, spalled or discolored to include removal of defective tiles and grouting of new tiles at the ordered location. Floor tiles shall be regrouted as required to provide a waterproof seal. Where exact match is no longer available, remove and replace nondefective tiles to create a pattern to minimize visual effect of the style/color mismatch. Complete all work within 3 working days during COM or as specified in the order. |  | SM | 300 | 0
B718-B729 | Reserved
| 1402000 |  | Unaccompanied Housing
B730 |  | Bachelor Quarters Small Unit COM (Single Bedroom) | Provide labor, management, supervision, tools, material and equipment to perform complete Change of Occupancy Maintenance in a small BQ unit including all requirements per J-1402000-04 Change of Occupancy Maintenance Objectives and Standards and J-1402000-05 Listing of Change of Occupancy Maintenance Tasks in Section J at the ordered location. Complete all work within 2 working days during COM or as specified in the order. |  | EA | 50 | 0
B731 |  | Bachelor Quarters Common Area COM (Kitchette/Bathroom) | Provide labor, management, supervision, tools, material and equipment to perform complete Change of Occupancy Maintenance in a BQ unit common area including all requirements per J-1402000-04 Change of Occupancy Maintenance Objectives and Standards and J-1402000-05 Listing of Change of Occupancy Maintenance Tasks in Section J at the ordered location. Complete all work within 2 working days during COM or as specified in the order. |  | EA | 40 | 0
B732 |  | Bachelor Quarters Small Unit Painting (Single Bedroom) | Provide labor, management, supervision, tools, material and equipment to perform complete painting of a BQ small unit at the designated location. Complete all work within 2 working days during COM or as specified in the order. |  | EA | 50 | 0
B733 |  | Bachelor Quarters Common Area Painting (Kitchette/Bathroom) | Provide labor, management, supervision, tools, material and equipment to perform complete painting of a BQ common area including labor and materials at the designated location. Complete all work within 2 working days during COM or as specified in the order. |  | EA | 40 | 0
B734-B749 | Reserved
| 1502000 |  | Facility Investment
B750 |  | Roof Surface Cleaning | Provide labor, management, supervision, tools, material and equipment to clean entire surfaces of a facility roof including strainer(s) at the designated location. Complete all work within 3 working days or as specified in the order. |  | SM | 3000 | 0
B751 |  | Multi-story Roof Gutter Cleaning | Provide labor, management, supervision, tools, material and equipment to clean all roof gutters on a multi-story facility roof including downspouts and any underground drainage systems at the designated location(s). Work includes realigning and resecuring of gutters and downspouts where loose, sealing where leaking, and repair or replacement where damaged or missing. Complete all work within 3 working days or as specified in the order. |  | MR | 3000 | 0
B752 |  | Interior Painting | Provide labor, management, supervision, tools, material and equipment to paint interior surfaces of facilities using washable interior latex paint having a flat, semi-gloss or gloss finish and color as specified in the task order. Work includes surface preparation, priming and application of 2 finish coats of paint. All products shall be lead-free, odorless, nontoxic, and compatible with surfaces where being used. Complete all work within 3 working days or as specified in the order. |  | SM | 2000 | 0
B753 |  | Exterior Painting | Provide labor, management, supervision, tools, material and equipment to paint exterior surfaces of facilities using acrylic resin exterior type paint with and without quartz having a flat, semi-gloss or gloss finish and color as specified in the task order. Work includes surface preparation, priming and application of 2 roller applied finish coats of paint. All products shall be lead-free, odorless, nontoxic, and compatible with surfaces where being used. Complete all work within 3 working days or as specified in the order. |  | SM | 2000 | 0
B754 |  | Septic Tank Sludge Removal | Provide labor, management, supervision, tools, material and equipment to remove, weight and dispose of sludge from septic tanks at the designated location(s). Work includes pumping, removal of sludge, disposal of sludge and all transportation and disposal costs. Minimum quantity 500Kg. Sewage pipe cleaning not included. Complete all work within 3 working days or as specified in the order. |  | KG | 19500 | 0
B755 |  | Magnetic Key Card Locking Mechanism Replacement | Provide labor, management, supervision, tools, material and equipment to replace magnetic key card locksets in doors per technical specification 1502000, Section C. Complete all work within 1 working days or as specified in the order. |  | EA | 10 | 0
B756 |  | Portable Toilet Cabin | Provide labor, management, supervision, tools, material and equipment required to provide, deliver, clean and service portable toilet cabin(s) to specified location(s). Unit price per day/per toilet. General characteristics of the toilet cabins shall be as follows: Chemical operating WC; Thermosetting plastic composition white walls; Anti-skid plastic composition footboard; Sling hook for crane; Air grids and locks; Male/female external selector; Soap and toilet paper dispensers; Cleaning brush; Pedal flush; Pedal sink faucet; Mirror, Anti-vandalism door. Autonomy: approx. 250 uses. The Contractor shall clean and service portable toilet cabin(s) once per day as specified in the order to ensure all surfaces are cleaned, disinfected and deodorized, supplies are restocked, waste is removed and disposed of, and chemical are provided. The Contractor shall dispose of waste resulting from the use of portable toilet cabin(s) in accordance with all applicable Italian regulations. Portable toilet cabin(s) shall be removed within 1 working day past requirement termination. Delivery shall be completed within 2 calendar days or as specified in the order. Cost is based on a minimum 3 calendar days per unit (unit cost shall be per calendar day). |  | EA | 25 | 0
B757 |  | Bathroom Fixtures Replacement - Soap Dispenser | Provide labor, management, supervision, tools, material and equipment to supply and install new stainless steel soap dispenser. Provide customer with standard pre-approved fixture cut-sheets prior to installation for review. Complete all work within 3 working days or as specified in the order. |  | EA | 38 | 0
B758 |  | Bathroom Fixtures Replacement - Paper Towel Dispenser | Provide labor, management, supervision, tools, material and equipment to supply and install new stainless steel paper towel dispenser. Provide customer with standard pre-approved fixture cut-sheets prior to installation for review. Complete all work within 3 working days or as specified in the order. |  | EA | 38 | 0
B759 |  | Bathroom Fixtures Replacement - Toilet Paper Dispenser | Provide labor, management, supervision, tools, material and equipment to supply and install new stainless steel toilet paper dispenser. Provide customer with standard pre-approved fixture cut-sheets prior to installation for review. Complete all work within 3 working days or as specified in the order. |  | EA | 38 | 0
B760 |  | Leak Detection Services | Provide labor, management, supervision, tools, material and equipment to perform acoustic or other types of testing to find leaks and other subsurface utilities up to 100 linear meters. Contractor shall submit results of testing in duplicate hard copy format consistent with accepted standards and practices indicating locations o potential leaks. Complete all work within 2 working days or as specified in the order. |  | EA | 14 | 0
B761 |  | Video Inspection | Provide labor, management, supervision, tools, material and equipment required to perform video inspection of pipes and other confined spaces with video equipment up to 100 linear meters. Provide inspections results on DVD for government review and approval in duplicate prior to finalizing payment. Complete all work within 2 working days or as specified in the order. |  | EA | 14 | 0
B762 |  | Manlift Rental with Operator | Provide labor, management, supervision, tools, material and equipment required to rent manlift including operator per day. Manlift boom length shall be up to 35 meters. Contractor shall submit site-specific fall protection plan and provide daily safety and operational brief for personnel. This item is restricted to Public Works Department ordering. Complete all work within 2 working days or as specified in the order. |  | DA | 35 | 0
B763 |  | Hangar High Bay LED Lighting Fixture Replacement | Provide labor, management, supervision, tools, material and equipemnt required to replace 10-15 meters high hangar lighting. This requirment includes the use of appropriate equipment like scissor lift, scaffolding, or bucket truck (must be able to reach between 10 and 15 meters high depending on the hangar location). The Contractor shall follow all safety procedures for working at heights, such as using harnesses and ensuring proper fall protection is in place. Lights are up to 2500lumen, 400W each (230V/110V depending on the location). The Contractor shall replace entire lighting fixtures IAW manufacturers’ recommended procedures and OEM standards. Complete all work within 2 working days or as specified in the order. |  | EA | 50 | 0
B764 |  | Roads and Parking Lots Maintenance - Asphalt | Provide labor, management, supervision, tools, material and equipemnt required to road and parking lots maintenance and reparis, to include repair of of potholes on asphal roads. Tasks include but are not limited to: i. Preparation: a. - Identify and Mark: Locate the pothole and mark the area to be repaired, usually extending slightly beyond the damaged area. b. Remove Debris: - Clear the pothole of loose material, water, and any debris that might hinder the repair. c. Cut and Excavate: If necessary, cut the edges of the pothole to create a square or rectangular shape and remove damaged pavement to reach a stable base. d. Trim and Compact Base: Ensure the base of the pothole is trimmed and compacted for proper support. ii. Application: a. Tack Coat: Apply a bonding agent (tack coat) to the edges of the excavation to ensure a strong bond between the existing pavement and the new patching material. b. Fill with Patching Material: Backfill the pothole with appropriate patching material, which could be hot mix asphalt or a heated cold mix. iii. Compaction: Compact the patching material thoroughly using a roller, plate compactor, or other suitable equipment. iv. Finishing: a. Seal Joints: Seal the edges of the patch to prevent water infiltration. b. Clean Up: Remove any excess material or debris from the repaired area. c. Restriping: Where needed, restripe horizontal markings (road limits, stop signs and/or pedestrian crossing lines and similar). Complete all work within 5 working days or as specified in the order. |  | SM | 1500 | 0
B765 |  | Roads and Parking Lots Maintenance | Provide labor, management, supervision, tools, material and equipemnt required to road and parking lots maintenance and reparis, to include repair of of potholes, bumps and erosion on dirt road. Tasks include but are not limited to: i. Grading: Level the road surface, removing ruts and wash boarding, and reshaping the road crown ii. Pothole Patching: Backfill potholes with approved material for the area involved iii Drainage Maintenance: Clearing ditches and culverts to ensure water can flow freely away from the road surface iv. Shoulder Maintenance: Provide a stable edge to the road and ensure proper drainage Complete all work within 5 working days or as specified in the order. |  | SM | 2500 | 0
B766 |  | Pressure Washing Service - Dirt Road | Provide labor, management, supervision, tools, materials, and equipment required to perform pressure washing of asphalt and concrete roads, parking areas, sidewalks, exterior stairs, and exterior walls at designated locations. This includes the removal of debris, dirt, grime, oil, grease, moss, algae, mildew, and other surface contaminants. Surfaces shall be pre-treated as necessary to ensure effective cleaning while preventing damage." This may require work after normal working hours to prevent disruption to operations. Complete all work within 3 working days or as specified in the order. |  | SM | 2000 | 0
B767-B779 | Reserved
| 1503010 |  | Custodial
B780 |  | Vacuum Carpets and Rugs | Provide labor, management, supervision, tools, material, and equipment required to vacuum carpets and rugs to ensure they are clean. Complete all work within 3 working days or as specified in the order. |  | SM | 500 | 0
B781 |  | Carpet and Rug Deep Cleaning | Provide labor, management, supervision, tools, material, and equipment required to carpet and rug deep cleaning. The Contractor shall deep clean carpets and rugs to ensure that floors are clean and sightly. Acceptable methods for deep cleaning include shampooing, chemical extraction, steam cleaning, and other similar deep cleaning processes. Complete all work within 3 working days or as specified in the order. |  | SM | 500 | 0
B782 |  | Machine Scrub Floors | Provide labor, management, supervision, tools, material, and equipment required to machine scrub floors. Floor surfaces, including joints and corners, are clean and sightly, without embedded dirt, cleaning solution, film debris, stains, marks, wads of gum, tar and similar substances. Complete all work within 3 working days or as specified in the order. |  | SM | 1000 | 0
B783 |  | Damp Mop Floors | Provide labor, management, supervision, tools, material, and equipment required to damp mop floors. Kitchen and restroom floors shall be sanitized. This service includes the floors to be swept prior to wet-mopping. Complete all work within 3 working days or as specified in the order. |  | SM | 1000 | 0
B784 |  | Low Area Cleaning | Provide labor, management, supervision, tools, material, and equipment required to clean low areas. All dust and debris shall be removed. Low area cleaning includes all furniture and fixtures (e.g., doors, partitions, radiators, equipment, hand railings in stairways, grills, ledges, sills, walls, doors, light fixtures, chalk and dry boards and trays, miscellaneous hardware and bright metal work, and similar dust catching surfaces) to a maximum height of 2.1 meters above floor level. Complete all work within 3 working days or as specified in the order. |  | SM | 1000 | 0
B785 |  | High Area Cleaning | Provide labor, management, supervision, tools, material, and equipment required to clean high areas. High area cleaning includes all areas that are vertical and horizontal above 2.1 meters and can exceed 4 meters from floor level. Cleaning may be performed with extension tools or step ladders. All dust and debris shall be removed. Surfaces below the work shall be protected from dust and debris. Complete all work within 3 working days or as specified in the order. |  | SM | 1000 | 0
B786 |  | Interior Window Cleaning | Provide labor, management, supervision, tools, material, and equipment required to clean interior window surfaces and adjacent areas to ensure that surfaces are clean. The Contractor's cleaning techniques and products shall protect the integrity of the glass surface and finish and adjacent areas. Complete all work within 3 working days or as specified in the order. |  | SM | 1000 | 0
B787 |  | Exterior Ground Floor Window Cleaning | Provide labor, management, supervision, tools, material, and equipment required to clean exterior window surfaces and adjacent areas to ensure that surfaces are clean. The Contractor's cleaning techniques and products shall protect the integrity of the glass surface and finish and adjacent areas. Complete all work within 3 working days or as specified in the order. |  | SM | 500 | 0
B788 |  | Exterior Elevated Floor Window Cleaning | Provide labor, management, supervision, tools, material, and equipment required to clean exterior window surfaces above ground floors and adjacent areas to ensure that surfaces are clean. The Contractor's cleaning techniques and products shall protect the integrity of the glass surface and finish and adjacent areas. Complete all work within 3 working days or as specified in the order. |  | SM | 500 | 0
B789 |  | Window Blinds Cleaning | Provide labor, management, supervision, tools, material, and equipment required to remove, clean, and rehang window blinds. Complete all work within 3 working days or as specified in the order. |  | SM | 500 | 0
B790 |  | Glass Surface Cleaning | Provide labor, management, supervision, tools, material, and equipment required to clean glass surfaces. The Contract shall ensure that glass surfaces are sightly and free of all dirt and provide a clear, streak-, smudge- and mark-free appearance regardless of height. Glass surfaces include but are not limited to interior doors, (including associated transoms and sidelights). Complete all work within 3 working days or as specified in the order. |  | SM | 250 | 0
B791 |  | Restroom Cleaning and Servicing | Provide labor, management, supervision, tools, material, and equipment required to clean and servicing restrooms. All restroom surfaces are cleaned, sanitized and deodorized. Restroom supplies are completely restocked and all dispensers are in working condition. After work is completed, restrooms are clean, sanitary and sightly. Complete all work within 1 working days or as specified in the order. |  | SM | 500 | 0
B792 |  | Perimeter Area Cleaning | Provide labor, management, supervision, tools, material, and equipment required to debris removal. The Contractor shall police the area and remove all trash and debris. Area shall be free of all trash and debris and waste containers shall be emptied. This service may be ordered for the interior or exterior of buildings. Complete all work within 3 working days or as specified in the order. |  | SM | 1000 | 0
B793 |  | Stripping and Refinishing | Provide labor, management, supervision, tools, material, and equipment required to stripping and refinishing floors at designated location(s). Complete all work within 3 working days or as specified in the order. |  | SM | 3000 | 0
B794 |  | Cigarette Urn Cleaning | Provide labor, management, supervision, tools, material, and equipment required to remove and disposal of cigarettes waste, clean urn and refill with sand as required. Complete all work within 1 working days or as specified in the order. |  | EA | 100 | 0
B795 |  | Shower Revitalization | Provide labor, management, supervision, tools, material, and equipment required to deep clean floor and wall tiles and showers, clean caulk, re-grout and seal to restore wall and floor surfaces. It includes replacing shower liners and rings. Complete all work within 1 working days or as specified in the order. |  | EA | 50 | 0
B796 |  | Additional Custodial Services | Provide labor, management, supervision, tools, material and equipment to custodial services. Custodial work includes but is not limited to: emptying waste containers, low dusting, water fountains cleaning, sweeping/dust mopping, vacuum carpets and rugs, walk-off mats cleaning, damp mopping, restroom cleaning and restocking. Work shall be started within 2 hours after notification and may continue beyond government regular working hours with no price adjustments. Complete all work within 2 working days or as specified in the order. |  | HR | 240 | 0
B797 |  | Recreation Area / Furniture / Equipment Cleaning | Provide labor, management, supervision, tools, material, and equipment required to clean recreation areas, furniture and equipment. Areas to be serviced include courtyards for Buildings 170, 623, north canopy to Building 545 and west side of Building 318. - Bldg. 170: Courtyard measures approx. 590 sm (from Exit Door of Lobby Area to the end of Bldg. 170). There are six (6) rectangle tables, four (4) round tables, and seven (7) umbrellas. Courtyard, tables and umbrellas shall be pressure washed and cleaned with the use of appropriate detergent from bird droppings and all types of dirt. - Bldg. 623: Courtyard measures approx. 1200 sm (from Exit Door of Lobby Area to the end of Bldg. 623). There are two (2) rectangle tables, 11 round tables, and five (5) large umbrellas, seven (7) small umbrellas, and nine (9) benches. Courtyard, tables, umbrellas and benches shall be pressure washed and cleaned with the use of appropriate detergent from bird droppings and all types of dirt. Estimated annual cleaning events: six (6). Complete all work within 2 working days or as specified in the order. |  | EA | 6 | 0
B798-B809 | Reserved
| 1503020 |  | Pest Control
B810 |  | Adult Mosquito Surveillance | Provide labor, management, supervision, tools, material, and equipment required to conduct surveillance for adult mosquitos using light trap(s) and deliver catches to Naval Hospital Sigonella Preventive Medicine within 2 working days following receipt of the task order. Complete work within time periods specified in J-1503020. |  | EA | 16 | 0
B811 |  | Adult Mosquito Control | Provide labor, management, supervision, tools, material, and equipment required to apply a mosquito adulticide (ULV formulation) at the designated location(s) within time period of 24 hours to respond. Pest control services for adult mosquitoes shall be performed in the early morning hours (between 3am-6am). The Contractor shall nebulize and spray approved pesticide utilizing fog-generating equipment as requested in the order. Complete work within time periods specified in J-1503020. |  | KM | 16 | 0
B812 |  | Larval Mosquito Surveillance | Provide labor, management, supervision, tools, material, and equipment required to conduct surveillance of designated mosquito breeding sites for immature mosquitoes (eggs, larvae, and pupae). Time Period to Respond: within 2 working days. Complete work within time periods specified in J-1503020. |  | EA | 16 | 0
B813 |  | Larval and Pupal Mosquito Control | Provide labor, management, supervision, tools, material, and equipment required to control larval and pupal mosquitoes in designated area(s) and time periods to control within time period of 1 working day to respond. Complete work within time periods specified in J-1503020. |  | EA | 16 | 0
B814 |  | Nuisance Pest Control | Provide labor, management, supervision, tools, material, and equipment required to conduct surveillance and control ants, cockroaches, silverfish, centipedes, millipedes, beetles, fleas, spiders, and/or stored product pests at the designated location(s) per the applicable General Requirements and Performance Standards (Nuisance Pest Requirements) within time period of 3 working days to respond, 7 working days to obtain control, and 30 days to maintain control. |  | EA | 70 | 0
B815 |  | Disease Vector and Health Pest Control | Provide labor, management, supervision, tools, material, and equipment required to conduct surveillance and control bed bugs, bees, wasps, hornets, and other stinging arthropods, filth flies, and/or ticks at the designated location(s) per the applicable General Requirements and Performance Standards (Disease Vector and Health Pest Requirements) within time period of 1 working day to respond. |  | EA | 30 | 0
B816 |  | Vertebrate Pest Control | Provide labor, management, supervision, tools, material, and equipment required to conduct surveillance and control commensal rodents, pest birds, feral dogs and cats, and snakes in and around designated location(s) per the applicable General Requirements and Performance Standards (Vertebrate Pest Requirements) within time period of 24 hours to respond, and time periods to obtain and maintain control as specified in Pest Control Section J. |  | EA | 175 | 0
B817 |  | Termite and Other Wood Destroying Organisms Survey | Provide labor and materials to conduct surveillance in a facility for all termites species and other wood destroying organisms including fungal rots, carpenter ants, and wood boring beetles within following time periods to respond: within 4 hours after receipt of the order if reported as a swarm, otherwise, 5 working days. Complete work within time periods specified in J-1503020. |  | EA | 50 | 0
B818 |  | Termite Control | Provide labor, management, supervision, tools, material, and equipment required to control infestations of subterranean termites per J-1503020 (Termite Control Specifications) within time period of 5 working days after receipt of the task order to respond. Complete work within time periods specified in J-1503020. |  | SM | 300 | 0
B819 |  | Weed Control (Herbicide Treatment) | Provide labor, management, supervision, tools, material, and equipment required to perform selective herbicide treatment to the location(s) indicated on the order. Selective herbicide shall be handled and applied as indicated by the manufacturer printed directions/instructions. Herbicide products shall be registered at the Italian/Regional Ministry of Agriculture; shall be usable at locations normally frequented by persons / pets. Herbicide shall destroy only the infesting weeds without harming/damaging the surrounding ornamental vegetation (such as lawn, ornamental plants, etc.). All warning signs indicating herbicide application/contamination to limit/restrict utilization of the application areas shall be used and enforced for the decay period of the herbicide being used. Herbicide shall not be used when the environment conditions conflict with manufacturers printed directions. Herbicide products shall be submitted to the KO for approval prior their use. Use of not approved herbicide is prohibited. Time Period to Respond: 7 working days. |  | SM | 3500 | 0
B820 |  | Vertebrate Carcass Removal (up to 1 Kg) | Provide labor, management, supervision, tools, material, and equipment required to remove vertebrate carcass up to 1 Kg such as birds, cats, rats and similar size. Complete work within 1 working day or as specified in the order. |  | EA | 20 | 0
B821 |  | Vertebrate Carcass Removal (more than up to 5 Kg) | Provide labor, management, supervision, tools, material, and equipment required to remove vertebrate carcass from 1 Kg up to 5 Kg such as birds, cats, rats and similar size. Complete work within 1 working day or as specified in the order. |  | EA | 20 | 0
B822 |  | Stray and Feral Cats Management (live cats) | Provide labor, management, supervision, tools, material, equipment and coordination of efforts with local authorities (ASL) for the proper management of stray and feral cats. The Contractor shall place traps and/or outline area with portable fences/nets in locations as specified by the order. The Contractor shall check traps/fences/nets no less than every 12 hours or more often to ensure cat welfare depending on weather conditions (high heat, rain, cold, etc.). Traps/fences/nets shall be disabled during weekends, holidays and daily at close of business, and reopened at the beginning of the next working day. The Contractor shall monitor traps/fences/nets for 20 working days. Traps/fences/nets shall be re-baited and cleaned daily and maintained in proper working condition while in use. Upon capture of cat, the Contractor shall first scan the cat for ownership (i.e. microchip). United States registered cats shall be kept on base, the KO will be notified with scanned ownership data, and NSA Naples will reunite these U.S. registered animals with their registered owners. If cat ownership is determined to be Italian resident, the animal will be turned over to ASL for reuniting with the registered owner. If ownership cannot be determined (non-microchipped cat), the Contractor shall humanely transfer the cat to the local competent authority for examination, sterilization and return to original pickup location as per Italian law. At all times, the Contractor shall perform stray and feral cats management in full compliance with any applicable Navy policies and Italian laws, norms, decrees, and regulations in force at the time this service is ordered. Law compliance shall include but it not limited to: T.U.LL.SS. 1265/1934; R.P.V. – DPR 320/54; Legge 281/91 e recipient regional; Accordo Stato Regioni strutture veterinarie 2002; Accordo Stato Regioni benessere pet 2003; Legge 189/04; Decisione CE 998/04; O.M. 6.8.08 – O.M. 24.12.04 – O.M. 3.3.09. The Contractor shall feed and humanely handle and care for the cat from the moment of capture to the moment of release. No mistreatment of cats shall be tolerated at any time. Any pertinent documentation (i.e. ASL Intervention Report) shall be provided to the KO by close of business. Time Period to Respond: within 1 working day following receipt of the order. |  | EA | 15 | 0
B823-B829 | Reserved
| 1503030 |  | Integrated Solid Waste Management (ISWM)
B830 |  | Bulky Waste Removal and Disposal | Provide labor, management, supervision, tools, material, and equipment required to perform integrated solid waste management services. The Contractor shall removed and dispose bulky waste at the designed location(s). Bulky waste include appliances such as refrigerators, stoves, dishwashers, washers, driers, and electronic items such as monitors, computers, televisions, printers, and similar. Bulky waste shall be transported, disposed or recycled in accordance with applicable Italian/Municipal laws and regulations. Complete all work within 3 working days. Submit documentation supporting disposal/recycling within five working days. |  | CZ | 10 | 0
B831 |  | Solid Waste Removal and Disposal - Provide Commercial Container - 10 Cubic Meters | Provide labor, management, supervision, tools, material, and equipment required to perform integrated solid waste management services. The Contractor shall provide and deliver 10-cubic meter container(s) at location(s) identified in the order and dispose of the entire contents of solid waste. Waste shall be transported, disposed or recycled in accordance with applicable Italian/Municipal laws and regulations. Containers(s) shall be removed within 1 working day past requirement termination. Container(s) delivery shall be completed within 2 working days. The order will include the delivery date, location and duration. |  | EA | 5 | 0
B832 |  | Solid Waste Removal and Disposal - Provide Commercial Container - 20 Cubic Meters | Provide labor, management, supervision, tools, material, and equipment required to perform integrated solid waste management services. The Contractor shall provide and deliver 20-cubic meter container(s) at location(s) identified in the order and dispose of the entire contents of solid waste. Waste shall be transported, disposed or recycled in accordance with applicable Italian/Municipal laws and regulations. Containers(s) shall be removed within 1 working day past requirement termination. Container(s) delivery shall be completed within 2 working days. The order will include the delivery date, location and duration. |  | EA | 5 | 0
B833 |  | Mixed Construction Material Waste Removal and Disposal - Provide Commercial Container - 10 Cubic Meters | Provide labor, management, supervision, tools, material, and equipment required to perform integrated solid waste management services. The Contractor shall provide and deliver 10-cubic meter container(s) at location(s) identified in the order and dispose of mixed construction material waste. Mixed construction material waste shall be transported, disposed or recycled in accordance with applicable Italian/Municipal laws and regulations. Containers(s) shall be removed within 1 working day past requirement termination. Container(s) delivery shall be completed within 2 working days. The order will include the delivery date, location and duration. |  | EA | 10 | 0
B834 |  | Mixed Construction Material Waste Removal and Disposal - Provide Commercial Containers - 20 Cubic Meters | Provide labor, management, supervision, tools, material, and equipment required to perform integrated solid waste management services. The Contractor shall provide and deliver 20-cubic meter container(s) at location(s) identified in the order and dispose of mixed construction material waste. Mixed construction material waste shall be transported, disposed or recycled in accordance with applicable Italian/Municipal laws and regulations. Containers(s) shall be removed within 1 working day past requirement termination. Container(s) delivery shall be completed within 2 working days. The order will include the delivery date, location and duration. |  | EA | 5 | 0
B835 |  | Grass Cutting/Vegetation Removal and Disposal - Provide Commercial Container - 10 Cubic Meters | Provide labor, management, supervision, tools, material, and equipment required to perform integrated solid waste management services. The Contractor shall provide and deliver 10-cubic meter container(s) at location(s) identified in the order and dispose of grass cutting/vegetation waste. Grass cutting/vegetation waste shall be transported, disposed or recycled in accordance with applicable Italian/Municipal laws and regulations. Containers(s) shall be removed within 1 working day past requirement termination. Container(s) delivery shall be completed within 2 working days. The order will include the delivery date, location and duration. |  | EA | 5 | 0
B836 |  | Grass Cutting/Vegetation Removal and Disposal - Provide Commercial Container - 20 Cubic Meters | Provide labor, management, supervision, tools, material, and equipment required to perform integrated solid waste management services. The Contractor shall provide and deliver 20-cubic meter container(s) at location(s) identified in the order and dispose of grass cutting/vegetation waste. Grass cutting/vegetation waste shall be transported, disposed or recycled in accordance with applicable Italian/Municipal laws and regulations. Containers(s) shall be removed within 1 working day past requirement termination. Container(s) delivery shall be completed within 2 working days. The order will include the delivery date, location and duration. |  | EA | 5 | 0
B837 |  | Hard Plastic Removal and Disposal - Provide Commercial Container - 10 Cubic Meters | Provide labor, management, supervision, tools, material, and equipment required to perform integrated solid waste management services. The Contractor shall provide and deliver 10-cubic meter container(s) at location(s) identified in the order and dispose of hard plastic waste generated by construction/demolition activities such as waster pipes, electrical conduit and similar. Hard plastic waste shall be transported, disposed or recycled in accordance with applicable Italian/Municipal laws and regulations. Containers(s) shall be removed within 1 working day past requirement termination. Container(s) delivery shall be completed within 2 working days. The order will include the delivery date, location and duration. |  | EA | 5 | 0
B838 |  | Hard Plastic Removal and Disposal - Provide Commercial Container - 20 Cubic Meters | Provide labor, management, supervision, tools, material, and equipment required to perform integrated solid waste management services. The Contractor shall provide and deliver 20-cubic meter container(s) at location(s) identified in the order and dispose of hard plastic waste generated by construction/demolition activities such as waster pipes, electrical conduit and similar. Hard plastic waste shall be transported, disposed or recycled in accordance with applicable Italian/Municipal laws and regulations. Containers(s) shall be removed within 1 working day past requirement termination. Container(s) delivery shall be completed within 2 working days. The order will include the delivery date, location and duration. |  | EA | 5 | 0
B839 |  | Insulation Material Waste Removal and Disposal - Provide Commercial Container - 10 Cubic Meters | Provide labor, management, supervision, tools, material, and equipment required to perform integrated solid waste management services. The Contractor shall provide and deliver 10-cubic meter container(s) at location(s) identified in the order and dispose of insulation material waste. Insulation material waste shall be transported, disposed or recycled in accordance with applicable Italian/Municipal laws and regulations. Containers(s) shall be removed within 1 working day past requirement termination. Container(s) delivery shall be completed within 2 working days. The order will include the delivery date, location and duration. |  | EA | 5 | 0
B840 |  | Insulation Material Waste Removal and Disposal - Provide Commercial Container - 20 Cubic Meters | Provide labor, management, supervision, tools, material, and equipment required to perform integrated solid waste management services. The Contractor shall provide and deliver 20-cubic meter container(s) at location(s) identified in the order and dispose of insulation material waste. Insulation material waste shall be transported, disposed or recycled in accordance with applicable Italian/Municipal laws and regulations. Containers(s) shall be removed within 1 working day past requirement termination. Container(s) delivery shall be completed within 2 working days. The order will include the delivery date, location and duration. |  | EA | 5 | 0
B841 |  | Filtering Material Waste Removal and Disposal - Provide Commercial Container - 10 Cubic Meters | Provide labor, management, supervision, tools, material, and equipment required to perform integrated solid waste management services. The Contractor shall provide and deliver 10-cubic meter container(s) at location(s) identified in the order and dispose of filtering material waste. Filtering material waste shall be transported, disposed or recycled in accordance with applicable Italian/Municipal laws and regulations. Containers(s) shall be removed within 1 working day past requirement termination. Container(s) delivery shall be completed within 2 working days. The order will include the delivery date, location and duration. |  | EA | 5 | 0
B842 |  | Filtering Material Waste Removal and Disposal - Provide Commercial Container - 20 Cubic Meters | Provide labor, management, supervision, tools, material, and equipment required to perform integrated solid waste management services. The Contractor shall provide and deliver 20-cubic meter container(s) at location(s) identified in the order and dispose of filtering material waste. Filtering material waste shall be transported, disposed or recycled in accordance with applicable Italian/Municipal laws and regulations. Containers(s) shall be removed within 1 working day past requirement termination. Container(s) delivery shall be completed within 2 working days. The order will include the delivery date, location and duration. |  | EA | 5 | 0
B843 |  | Resin Filters Disposal (from reverse osmosis or similar processes) | Provide labor, management, supervision, tools, material, and equipment required to dispose of resin filters from reverse osmosis or similar processes. Resin filters shall be transported, disposed or recycled in accordance with applicable Italian/Municipal laws and regulations. Complete all work within 3 working days. Submit documentation supporting disposal/recycling within five working days. |  | EA | 5 | 0
B844 |  | Spoiled food Removal and Disposal - Food contained in can, plastic, tetra pack containers | Provide labor, management, supervision, tools, material, and equipment required to perform integrated solid waste management services. The Contractor shall removed and dispose spoiled food to include food contained in can, plastic, tetra pack containers at the designed location(s). Spoiled food waste shall be transported, disposed or recycled in accordance with applicable Italian/Municipal laws and regulations. Complete all work within 3 working days. Submit documentation supporting disposal/recycling within five working days. |  | EA | 5 | 0
B845 |  | Spoiled food Removal and Disposal - Meat and Dairy Products | Provide labor, management, supervision, tools, material, and equipment required to perform integrated solid waste management services. The Contractor shall removed and dispose spoiled food to include meat and dairy products at the designed location(s). Spoiled food waste shall be transported, disposed or recycled in accordance with applicable Italian/Municipal laws and regulations. Complete all work within 3 working days. Submit documentation supporting disposal/recycling within five working days. |  | EA | 5 | 0
B846 |  | Exterior Collection Point "Topsy 2000" | Provide labor, management, supervision, tools, material, and equipment required to provide and install new exterior collection point, "Topsy 2000", which consists of 4 "Topsy" containers, pole, panel, and cigarette plate. Respond within 2 working day from receipt of order. Container(s) delivery shall be completed within 30 calendar days. (**This item is available only to customers of the BOSC Custodial or Grounds Recurring Work) |  | EA | 5 | 0
B847 |  | Garage Collection Point "Gemini" | Provide labor, management, supervision, tools, material, and equipment required to provide and install new garage collection point, "Gemini", which consists of 2 "Gemini" containers and information stickers. Respond within 2 working day from receipt of order. Container(s) delivery shall be completed within 30 calendar days. (**This item is available only to customers of the BOSC Custodial or Grounds Recurring Work) |  | EA | 5 | 0
B848 |  | Food Court Collection Point "Nexus 200" | Provide labor, management, supervision, tools, material, and equipment required to provide and install new food court collection point, "Nexus 200", which consists of 1 "Nexus 200" container and information stickers. Respond within 2 working day from receipt of order. Container(s) delivery shall be completed within 30 calendar days. (**This item is available only to customers of the BOSC Custodial or Grounds Recurring Work) |  | EA | 10 | 0
B849 |  | Interior Collection Point "Nexus 100" | Provide labor, management, supervision, tools, material, and equipment required to provide and install new interior collection point, "Nexus 100", which consists of 1 "Nexus 100" with one stream, 1 "Nexus 100" duo for 2 streams, panel, information stickers, locks, and cardboard container for paper. Respond within 2 working day from receipt of order. Container(s) delivery shall be completed within 30 calendar days. (**This item is available only to customers of the BOSC Custodial or Grounds Recurring Work) |  | EA | 5 | 0
B850 |  | Mattress Pickup and Disposals | Provide labor, management, supervision, tools, material, and equipment required to provide mattress(e) pickup and disposal, to include Twin/Single, Queen and King mattress sizes. Mattess(s) shall be transported, disposed or recycled in accordance with applicable Italian/Municipal laws and regulations. The order will include pickup location(s) which may be around the installation inside facilities or exteior beside waste containers. Complete all work within 3 working days or as specified in the order. |  | EA | 20 | 0
B851-B859 | Reserved
| 1503050 |  | Grounds Maintenance and Landscaping
B860 |  | Lawn Mowing and Trimming | Provide labor, management, supervision, tools, material, and equipment required to mow and trim lawns. Grass shall be mowed at a height between 5 and 7 centimeters or as specified in the order. Grass adjacent to fencing, poles, walls, valves, trees, signs, valve boxes and other similar objects shall be trimmed to match the height and appearance of surrounding grass. Prior to mowing or trimming, remove and appropriately dispose of debris that interferes with the mowing or trimming operation. After cutting, grass shall have a uniform height. Grass clippings and trimmings shall be removed from sidewalks and other paved areas the same day the grass is cut and disposed of off the activity. Complete all work within 3 working days or as specified in the order. |  | SM | 10000 | 0
B861 |  | Edging | Provide labor, management, supervision, tools, material, and equipment required to edging. The Contractor shall edge where grass meets any concrete or asphalt surface, where grass abuts planter beds, or wherever needed to maintain a neat grass delineation. Edging shall provide a uniform edged cut 15 mm wide and 30 mm deep, or as specified in the order. All clippings and debris shall be removed the same day work is performed and disposed of off the activity. Complete all work within 3 working days or as specified in the order. |  | LM | 3000 | 0
B862 |  | Field Mowing / Under brushing | Provide labor, management, supervision, tools, material, and equipment required to remove vegetation per Spec Items 3.2.1, 3.2.3 and 3.2.3.1 of Section C. Vegetation shall be mowed to a height of 6 cm or as specified in the order. Complete all work within 3 working days or as specified in the order. |  | SM | 10000 | 0
B863 |  | Debris Removal | Provide labor, management, supervision, tools, material, and equipment required to perform debris removal per Spec Item 3.1.4 of Section C. The Contractor shall remove and properly dispose of natural debris (tree limbs, leaves, dry brush, rodent habitats, dead animals, etc.), and stray man-made trash/debris. All debris collected shall be removed the same day and disposed of off the activity. Complete all work within 3 working days or as specified in the order. |  | SM | 10000 | 0
B864 |  | Shrub and Hedges Maintenance (Stand-alone plants) | Provide labor, management, supervision, tools, material, and equipment required to perform shrub and hedge maintenance per Spec Item 3.1.5 of Section C. The Contractor shall prune shrubs and hedges according to their natural growth characteristics leaving them well shaped and balanced, and to promote proper health and growth. Retain typical growth habit of individual plant with as much height and spread as is practical. The Contractor shall prune shrubs and hedges to ensure there is no interference with pedestrians, vehicular traffic, and building encroachment. All debris resulting from work shall be removed the same day and disposed of off the activity. Complete all work within 3 working days or as specified in the order. |  | EA | 150 | 0
B865 |  | Hedge Pruning (Continuous Hedging) | Provide labor, management, supervision, tools, material, and equipment required to perform shrub and hedge maintenance per Spec Item 3.1.5 of Section C. The Contractor shall prune shrubs and hedges according to their natural growth characteristics leaving them well shaped and balanced, and to promote proper health and growth. Retain typical growth habit of individual plant with as much height and spread as is practical. The Contractor shall prune shrubs and hedges to ensure there is no interference with pedestrians, vehicular traffic, and building encroachment. All debris resulting from work shall be removed the same day and disposed of off the activity. Complete all work within 3 working days or as specified in the order. |  | LM | 2000 | 0
B866 |  | Tree Maintenance (Small - below and including 250 cm) | Provide labor, management, supervision, tools, material, and equipment required to perform tree maintenance per Spec Items 3.1.8 and 3.2.2 of Section C. The Contractor shall provide tree maintenance to ensure tree health and to prevent interference with pedestrian and vehicular traffic, and structure encroachment. Tree maintenance includes fertilization, pruning for health and safety, grass clearance, cleanup, removing dead, damaged or diseased wood, or structurally weak limbs and branches. Remove branches that extend over buildings or power lines, and endanger roofs, windows, or hang within 2,5 meters vertically of sidewalks, parking lots, and driveways. Trees are pruned according to their natural growth characteristics leaving them well shaped and balanced, and to promote proper health and growth. Retain typical growth habit of individual plant with as much height and spread as is practical. Pruning shall be accomplished by or under guidance of a certified arborist. Climbing devices that may cause damage to trees shall not be used. All debris resulting from work shall be removed the same day and disposed of off the activity. Complete all work within 3 working days or as specified in the order. |  | EA | 150 | 0
B867 |  | Tree Maintenance (Large - above 250 cm) | Provide labor, management, supervision, tools, material, and equipment required to perform tree maintenance per Spec Items 3.1.8 and 3.2.2 of Section C. The Contractor shall provide tree maintenance to ensure tree health and to prevent interference with pedestrian and vehicular traffic, and structure encroachment. Tree maintenance includes fertilization, pruning for health and safety, grass clearance, cleanup, removing dead, damaged or diseased wood, or structurally weak limbs and branches. Remove branches that extend over buildings or power lines, and endanger roofs, windows, or hang within 2,5 meters vertically of sidewalks, parking lots, and driveways. Trees are pruned according to their natural growth characteristics leaving them well shaped and balanced, and to promote proper health and growth. Retain typical growth habit of individual plant with as much height and spread as is practical. Pruning shall be accomplished by or under guidance of a certified arborist. Climbing devices that may cause damage to trees shall not be used. All debris resulting from work shall be removed the same day and disposed of off the activity. Complete all work within 3 working days or as specified in the order. |  | EA | 150 | 0
B868 |  | Tree and Stump Removal (Large 46 cm DBH and above) | Provide labor, management, supervision, tools material, and equipment required to remove trees including stumps and roots. Remove stumps to 30 cm below ground level and remove roots to 10 cm below level ground extending to 180 cm from tree. Treat to prevent regrowth. Backfill all excavated holes and replant with the same type of vegetation as surrounding area. Trees are sized by the Diameter at Breast Height (DBH). DBH is measured at 140 cm above ground level. Complete all work within 3 working days or as specified in the order. |  | EA | 25 | 0
B869 |  | Tree and Stump Removal (Medium 15 to 46 cm DBH) | Provide labor, management, supervision, tools material, and equipment required to remove trees including stumps and roots. Remove stumps to 30 cm below ground level and remove roots to 10 cm below ground extending to 180 cm from tree. Treat to prevent regrowth. Backfill all excavated holes and replant with the same type of vegetation as surrounding area. Trees are sized by the Diameter at Breast Height (DBH). DBH is measured at 140 cm above ground level. Complete all work within 3 working days or as specified in the order. |  | EA | 50 | 0
B870 |  | Tree and Stump Removal (Small up to 15 cm DBH) | Provide labor, management, supervision, tools material, and equipment required to remove trees including stumps and roots. Remove stumps to 30 cm below ground level and remove roots to 10 cm below ground extending to 180 cm from tree. Treat to prevent regrowth. Backfill all excavated holes and replant with the same type of vegetation as surrounding area. Trees are sized by the Diameter at Breast Height (DBH). DBH is measured at 140 cm above ground level. Complete all work within 3 working days or as specified in the order. |  | EA | 50 | 0
B871 |  | Shrub and Stump Removal | Provide labor, management, supervision, tools material, and equipment required to remove shrubs including stumps and roots. Remove stumps to 15 cm below ground level and remove all exposed roots. Treat to prevent regrowth. Backfill all excavated holes and replant with the same type of vegetation as surrounding area. Complete all work within 3 working days or as specified in the order. |  | EA | 100 | 0
B872 |  | Shrub Planting (1-gallon = liters 3.78) | Provide labor, management, supervision, tools material, and equipment required to plant new shrubs. All shrubs shall be nursery grown and bear certification indicating species, common name, and grade. Shrubs shall be healthy, living specimens considered number one grade stock. Planting procedures shall be in accordance with accepted nursery standards. The Contractor shall water and provide continuing care to ensure new plants develop properly. Shrubs established shall be of the 1-gallon (liters 3.78) size. Shrubs shall be planted in accordance with accepted horticultural standards, including fertilization, mulching, and watering. Shrub species shall be specified in the order. All plants that die or fail to develop noticeable growth within 1 year of planting shall be replaced by the Contractor with plants of like size and type, at no additional cost to the Government. Complete all work within 3 working days or as specified in the order. |  | EA | 150 | 0
B873 |  | Shrub Planting (5-gallon = liters 19) | Provide labor, management, supervision, tools material, and equipment required to plant new shrubs. All shrubs shall be nursery grown and bear certification indicating species, common name, and grade. Shrubs shall be healthy, living specimens considered number one grade stock. Planting procedures shall be in accordance with accepted nursery standards. The Contractor shall water and provide continuing care to ensure new plants develop properly. Shrubs established shall be of the 5-gallon (liters 19) size. Shrubs shall be planted in accordance with accepted horticultural standards, including fertilization, mulching, and watering. Shrub species shall be specified in the order. All plants that die or fail to develop noticeable growth within 1 year of planting shall be replaced by the Contractor with plants of like size and type, at no additional cost to the Government. Complete all work within 3 working days or as specified in the order. |  | EA | 150 | 0
B874 |  | Bedding/Ornamental Plants (10 cm pot size) | Provide labor, management, supervision, tools material, and equipment required to plant new plants. All plants shall be nursery grown and bear certification indicating species, common name, and grade. Plants shall be healthy, living specimens considered number one grade stock. The Contractor shall water and provide continuing care to ensure new plants develop properly. Planting procedures shall be in accordance with accepted horticultural standards, including fertilization, mulching, and watering. Annuals/perennials species shall be specified in the order. All plants that die or fail to develop noticeable growth within 90 days of planting shall be replaced by the Contractor with plants of like size and type, at no additional cost to the Government. Start work within 3 working days or as specified in the order. |  | EA | 150 | 0
B875 |  | Grassing | Provide labor, management, supervision, tools material, and equipment required to establish and maintain grass for 1 year. Grass variety shall be as specified in the order. Establishment shall include watering and providing other continuing care as necessary to firmly establish new grass growth and ensure proper development. Grassed areas that die or fail to develop noticeable growth for a period of one year after seeding shall be re-grassed by the Contractor at no additional cost to the Government. Complete all work within 3 working days or as specified in the order. |  | SM | 5000 | 0
B876 |  | Sodding | Provide labor, management, supervision, tools material, and equipment required to sod. Sod shall be of species as specified in the order and shall be dense, uniform, weed free and have good strength and min thatch. Sod shall be laid on properly prepared topsoil, joint staggered and butted together. On slopes sod shall be installed in a way that prevents slippage. Sod installed shall be smooth and uniform in appearance. Contractor shall water and provide continued care to firmly establish new grass growth and development. Areas that die/fail to develop within 90 days after sodding shall be replaced by the Contractor at no additional cost. Complete all work within 3 working days or as specified in the order. |  | SM | 1750 | 0
B877 |  | Fertilize | Provide labor, management, supervision, tools material, and equipment required to fertilize per Spec Items 3 and 3.1 of Section C. Vegetation shall be fertilized in a manner that promotes health, growth, color, and appearance. Fertilizing applies to all vegetation existing in the areas specified on the order. Fertilizer shall be applied in accordance with the manufacturer's printed instructions. Organic fertilizer shall be used as the standard. The Contractor shall comply with the Pest Management Plan (PMP). Complete all work within 3 working days or as specified in the order. |  | SM | 6000 | 0
B878 |  | Gravel (1.5 - 3.0 cm diam.) | Provide labor, management, supervision, tools material, and equipment required to gravel. The Contractor shall place white/dark gravel where indicated by the KO. The cost includes contractor's provided heavy duty polyethylene film to be placed above grounds area to be covered with gravel. The thickness of the gravel layer shall be from 8 to 15 cm as directed by the KO. Layer shall be uniformly spread and leveled. No spread elsewhere is allowed. The Contractor shall remove all gravel spilled or spread elsewhere from the designated areas. Complete all work within 3 working days or as specified in the order. |  | CZ | 450 | 0
B879 |  | Weed, Vegetation, Rocks and Other Debris Removal | Provide labor, management, supervision, tools material, and equipment required to remove weed, vegetation, rocks and other debris. The contractor shall eradicate and removed all weeds, unsightly vegetation, sprouts, vines, lawns, grasses, clovers, dead vegetation, etc. from underneath and within cactus type plants, ornamental plants, flower vases, planter boxes, flower beds, pots, gravel covered areas, ornamental rocks areas, and similar. The Contractor shall replaced all soil removed to maintain smooth appearance. Complete all work within 3 working days or as specified in the order. |  | SM | 12000 | 0
B880-B889 | Reserved
| 1503060 |  | Pavement Clearance
B890 |  | Pavement Clearance | Provide labor, management, supervision, tools, material, and equipment required to perform pavement clearance. The Contractor shall sweep roads and other paved surfaces to remove volcanic ash and all other debris, and to ensure they are clear, improve the appearance and safety of paved surfaces, reduce maintenance costs by keeping the drainage systems clean and reduce pollutants entering the storm drain system. Areas include roads, parking areas, sidewalks, walkways, porch areas, entrance/canopy areas, external stairs/steps, recreational areas, bleachers, running track, and other similar areas. Contractor shall receive clearance from airfield ops prior to operations for airfield pavement. Contractor shall comply with FAA and DoD requirements to sweep around aircraft on ramp areas. Contractor shall coordinate with Air Ops for FOD walk downs before sweeping. Complete all work within 3 working days or as specified in the order. (Minimum Order: 10,000 square meters) |  | SM | 800000 | 0
B891 |  | Pavement Clearance - Residential Family Housing | Provide labor, management, supervision, tools, material, and equipment required to perform pavement clearance in residential family housing areas per attachment J-1503060-03. The Contractor shall provide pavement sweeping to remove volcanic ash deposits and all other debris, improve the appearance of paved areas, improve the safety of paved areas, reduce maintenance costs by keeping the drainage systems clean and, reduce pollutants entering the storm drain system. Areas include roads, parking areas, sidewalks, walkways, porch areas, entrance/canopy areas, external stairs/steps, and other similar areas. Complete all work within 3 working days or as specified in the order. (Minimum Order: 2,000 square meters) |  | SM | 13000 | 0
B892-B897 | Reserved
| 1700000 |  | Transportation
B898 |  | Unscheduled Charter Shuttle Bus Service / 19-Passenger Bus | Provide labor, management, supervision, tools, material, and equipment required to provide unscheduled shuttle bus services in accordance with schedules provided by the Contracting Officer. Distance in kilometers shall not exceed an average of 65 kilometers for each hour ordered. Service will be ordered at least 6 hours in advance. Buses shall have a minimum capacity of 19 passengers plus driver. Unit price includes all costs such as, but not limited to, charter bus, driver, and fuel. The exact location and start time will be specified with the order. Respond within 1 working day from receipt of order. |  | HR | 45 | 0
B899 |  | Unscheduled Charter Shuttle Bus Service / 55-Passenger Bus | Provide labor, management, supervision, tools, material, and equipment required to provide unscheduled shuttle bus services in accordance with schedules provided by the Contracting Officer. Distance in kilometers shall not exceed an average of 65 kilometers for each hour ordered. Service will be ordered at least 6 hours in advance. Buses shall have a minimum capacity of 55 passengers plus driver. Unit price includes all costs such as, but not limited to, charter bus, driver, and fuel. The exact location and start time will be specified with the order. Respond within 1 working day from receipt of order. |  | HR | 45 | 0
B900-B909 | Reserved
| 1800000 |  | Environmental
B910 |  | Oil and Hazardous Substances (OHS) Spill Response - 1-100 Gallons | Provide labor, management, supervision, tools, material and equipment, including appropriate Personal Protective Equipment (PPE), to assist Government First Responders and provide OHS spill response services to minimize environmental impact, damage to property or risk of human exposure and to ensure the installation complies with applicable Italian, DoD and Navy requirements. The Contractor shall be responsible for responding to OHS spills using equipment, materials, and qualified personnel including but not limited to spill containment, clean-up and transport disposal of spill related wastes to a designated accumulation site, off Base. At all times, the Contractor shall perform OHS Spill Response in full compliance with all applicable Italian laws, norms, decrees, and regulations, DoD policies, instructions and guidance in force at the time this service is ordered, including, but not limited to, OPNAVINST 5090.1 and DL152/2006. The Contractor shall respond to spill notification within two hours. Complete all work within one calendar day or as specified in the order. |  | EA | 25 | 0
B911 |  | Oil and Hazardous Substances (OHS) Spill Response - 101 to 500 Gallons | Provide labor, management, supervision, tools, material and equipment, including appropriate Personal Protective Equipment (PPE), to assist Government First Responders and provide OHS spill response services to minimize environmental impact, damage to property or risk of human exposure and to ensure the installation complies with applicable Italian, DoD and Navy requirements. The Contractor shall be responsible for responding to OHS spills using equipment, materials, and qualified personnel including but not limited to spill containment, clean-up and transport disposal of spill related wastes to a designated accumulation site, off Base. At all times, the Contractor shall perform OHS Spill Response in full compliance with all applicable Italian laws, norms, decrees, and regulations, DoD policies, instructions and guidance in force at the time this service is ordered, including, but not limited to, OPNAVINST 5090.1 and DL152/2006. The Contractor shall respond to spill notification within two hours. Complete all work within one calendar day or as specified in the order. |  | EA | 20 | 0
B912 |  | Oil and Hazardous Substances (OHS) Spill Response - 501 to 2,500 Gallons | Provide labor, management, supervision, tools, material and equipment, including appropriate Personal Protective Equipment (PPE), to assist Government First Responders and provide OHS spill response services to minimize environmental impact, damage to property or risk of human exposure and to ensure the installation complies with applicable Italian, DoD and Navy requirements. The Contractor shall be responsible for responding to OHS spills using equipment, materials, and qualified personnel including but not limited to spill containment, clean-up and transport disposal of spill related wastes to a designated accumulation site. At all times, the Contractor shall perform OHS Spill Response in full compliance with all applicable Italian laws, norms, decrees, and regulations, DoD policies, instructions and guidance in force at the time this service is ordered, including, but not limited to, OPNAVINST 5090.1 and DL152/2006. The Contractor shall respond to spill notification within two hours. Complete all work within two calendar days or as specified in the order. |  | EA | 6 | 0
B913 |  | Oil and Hazardous Substances (OHS) Spill Response - 2,501 to 5,000 Gallons | Provide labor, management, supervision, tools, material and equipment, including appropriate Personal Protective Equipment (PPE), to assist Government First Responders and provide OHS spill response services to minimize environmental impact, damage to property or risk of human exposure and to ensure the installation complies with applicable Italian, DoD and Navy requirements. The Contractor shall be responsible for responding to OHS spills using equipment, materials, and qualified personnel including but not limited to spill containment, clean-up and transport disposal of spill related wastes to a designated accumulation site. At all times, the Contractor shall perform OHS Spill Response in full compliance with all applicable Italian laws, norms, decrees, and regulations, DoD policies, instructions and guidance in force at the time this service is ordered, including, but not limited to, OPNAVINST 5090.1 and DL152/2006. The Contractor shall respond to spill notification within two hours. Complete all work within two calendar days or as specified in the order. |  | EA | 1 | 0
B914 |  | Oil and Hazardous Substances (OHS) Spill Response - 5,001 to 15,000 Gallons | Provide labor, management, supervision, tools, material and equipment, including appropriate Personal Protective Equipment (PPE), to assist Government First Responders and provide OHS spill response services to minimize environmental impact, damage to property or risk of human exposure and to ensure the installation complies with applicable Italian, DoD and Navy requirements. The Contractor shall be responsible for responding to OHS spills using equipment, materials, and qualified personnel including but not limited to spill containment, clean-up and transport disposal of spill related wastes to a designated accumulation site. At all times, the Contractor shall perform OHS Spill Response in full compliance with all applicable Italian laws, norms, decrees, and regulations, DoD policies, instructions and guidance in force at the time this service is ordered, including, but not limited to, OPNAVINST 5090.1 and DL152/2006. The Contractor shall respond to spill notification within two hours. Complete all work within three calendar days or as specified in the order. |  | EA | 1 | 0
B915 |  | Empty and Clean Grease Trap / Tank | Provide labor, management, supervision, tools, material and equipment required to remove, weigh and dispose of all grease and water from the grease trap systems indicated on the order. Work includes cleaning and removing all wastes and sludge adhering to all the interior system surfaces (walls, pipes, lids, etc.). Grease traps shall be left clean and free of any grease or debris. complete all work within 3 working days or as specified in the order. |  | KG | 33000 | 0
B916 |  | Chemical Product - Commercial Grade - Sodium Hypochlorite (Carechlor) | Provide labor, management, supervision, tools, material and equipment to provide chemical products, Sodium Hypochlorite (Carechlor), for the Water Treatment Plants and the Waste Water Treatment Plants at NAS Sigonella, Sicily, Italy in accordance with the terms and conditions of this contract. Products shall be delivered to: ROICC Sigonella, Strada Statale 417, Sigonella 95100. Complete all work within 3 working days or as specified in the order. |  | KG | 2400 | 0
B917 |  | Chemical Product - Commercial Grade - Hydrochloric acid (CarepH-) | Provide labor, management, supervision, tools, material and equipment to provide chemical products, Hydrochloric acid (CarepH-), for the Water Treatment Plants and the Waste Water Treatment Plants at NAS Sigonella, Sicily, Italy in accordance with the terms and conditions of this contract. Products shall be delivered to: ROICC Sigonella, Strada Statale 417, Sigonella 95100. Complete all work within 3 working days or as specified in the order. |  | KG | 7000 | 0
B918 |  | Chemical Product - Commercial Grade - Antiscalant (Caretreat WT RO SI) | Provide labor, management, supervision, tools, material and equipment to provide chemical products, Antiscalant (Caretreat WT RO SI), for the Water Treatment Plants and the Waste Water Treatment Plants at NAS Sigonella, Sicily, Italy in accordance with the terms and conditions of this contract. Products shall be delivered to: ROICC Sigonella, Strada Statale 417, Sigonella 95100. Complete all work within 3 working days or as specified in the order. |  | KG | 1750 | 0
B919 |  | Chemical Product - Commercial Grade - Sodium Hydroxide (CarepH+) | Provide labor, management, supervision, tools, material and equipment to provide chemical products, Sodium Hydroxide (CarepH+), for the Water Treatment Plants and the Waste Water Treatment Plants at NAS Sigonella, Sicily, Italy in accordance with the terms and conditions of this contract. Products shall be delivered to: ROICC Sigonella, Strada Statale 417, Sigonella 95100. Complete all work within 3 working days or as specified in the order. |  | KG | 300 | 0
B920 |  | Chemical Product - Calcium Carbonate (Care-Cal WT) | Provide labor, management, supervision, tools, material and equipment to provide chemical products, Calcium Carbonate (Care-Cal WT), for the Water Treatment Plants and the Waste Water Treatment Plants at NAS Sigonella, Sicily, Italy in accordance with the terms and conditions of this contract. Products shall be delivered to: ROICC Sigonella, Strada Statale 417, Sigonella 95100. Complete all work within 3 working days or as specified in the order. |  | KG | 5880 | 0
B921 |  | Chemical Product - Commercial Grade - Sodium hypochlorite (Carechlor) | Provide labor, management, supervision, tools, material and equipment to provide chemical products, Sodium hypochlorite (Carechlor), for the Water Treatment Plants and the Waste Water Treatment Plants at NAS Sigonella, Sicily, Italy in accordance with the terms and conditions of this contract. Products shall be delivered to: ROICC Sigonella, Strada Statale 417, Sigonella 95100. Complete all work within 3 working days or as specified in the order. |  | KG | 1020 | 0
B922 |  | Chemical Product - Commercial Grade - Hydrochloric acid (CarepH-) | Provide labor, management, supervision, tools, material and equipment to provide chemical products, Hydrochloric acid (CarepH-), for the Water Treatment Plants and the Waste Water Treatment Plants at NAS Sigonella, Sicily, Italy in accordance with the terms and conditions of this contract. Products shall be delivered to: ROICC Sigonella, Strada Statale 417, Sigonella 95100. Complete all work within 3 working days or as specified in the order. |  | KG | 3000 | 0
B923 |  | Chemical Product - Commercial Grade - Antiscalant (Caretreat WT RO SI) | Provide labor, management, supervision, tools, material and equipment to provide chemical products, Antiscalant (Caretreat WT RO SI), for the Water Treatment Plants and the Waste Water Treatment Plants at NAS Sigonella, Sicily, Italy in accordance with the terms and conditions of this contract. Products shall be delivered to: ROICC Sigonella, Strada Statale 417, Sigonella 95100. Complete all work within 3 working days or as specified in the order. |  | KG | 750 | 0
B924 |  | Chemical Product - Commercial Grade - Sodium Hydroxide (CarepH+) | Provide labor, management, supervision, tools, material and equipment to provide chemical products, Sodium Hydroxide (CarepH+), for the Water Treatment Plants and the Waste Water Treatment Plants at NAS Sigonella, Sicily, Italy in accordance with the terms and conditions of this contract. Products shall be delivered to: ROICC Sigonella, Strada Statale 417, Sigonella 95100. Complete all work within 3 working days or as specified in the order. |  | KG | 125 | 0
B925 |  | Chemical Product - Commercial Grade - Calcium carbonate (Care-Cal WT) | Provide labor, management, supervision, tools, material and equipment to provide chemical products, Calcium carbonate (Care-Cal WT), for the Water Treatment Plants and the Waste Water Treatment Plants at NAS Sigonella, Sicily, Italy in accordance with the terms and conditions of this contract. Products shall be delivered to: ROICC Sigonella, Strada Statale 417, Sigonella 95100. Complete all work within 3 working days or as specified in the order. |  | KG | 2050 | 0
B926 |  | Contaminated Oily Sludge Removal and Dispoal | Provide labor, management, supervision, tools, material and equipment required to remove, dispose and weigh contaminated oily sludge ONLY, based on CER code 16.07.08 (Waste containing fuel contamination, cleaning of cisterns and tanks) Minimum order 500 Kg. Complete all work within 2 working days or as specified in the order. |  | KG | 15000 | 0
B927 |  | Oil Water Separator Tank Cleaning | Provide labor, management, supervision, tools, material and equipment required to clean oil water separator tanks, based on CER code 16.10.02 (Contaminated waste water). Oil water separator tank(s) shall be cleaned and sanitized after removal of solids / liquids and ensure proper function. Contractor shall submit safety plan to Contracting Officer for working within confined spaces prior to commencing work. Complete all work within 2 working days or as specified in the order. |  | EA | 10 | 0
B928 |  | Oily Water / Waste Fuel Removal and Disposal | Provide labor, management, supervision, tools, material and equipment to remove, weigh and dispose of oily water and waste fuel from tank(s) indicated on the order. Work includes pumping, removal of oily water / waste fuel, disposal of oily water / waste fuel and all transportation and disposal costs. Work shall be performed per current environmental protection regulations. Complete all work within 1 working day or as specified in the order. |  | KG | 33000 | 0
B929 |  | Contaminated Soil Removal and Disposal | Provide labor, management, supervision, tools, material and equipment to remove, weigh, and dispose of contaminated soil (may be with fuel, oils, and other hazardous substances) from the location(s) indicated on the order. Work includes the provision, laying and leveling of new soil, matching the existing, to restore the original conditions, transportation and disposal costs. Work shall be performed per current environmental protection regulations. complete all work within 1 working day or as specified in the order (Minimum Quantity 3000 kg). |  | KG | 39000 | 0
B930 |  | Soil Sampling and Analysis - Metal: Antimony | The Contractor shall conduct on-site measurements, collect soil samples and analyze them for all the parameters specified in the order as per Spec Item 3.2., Sampling and Laboratory Services. Respond within 1 working day from receipt of order. |  | EA | 10 | 0
B931 |  | Soil Sampling and Analysis - Metal: Arsenic | The Contractor shall conduct on-site measurements, collect soil samples and analyze them for all the parameters specified in the order as per Spec Item 3.2., Sampling and Laboratory Services. Respond within 1 working day from receipt of order. |  | EA | 10 | 0
B932 |  | Soil Sampling and Analysis - Metal: Berillim | The Contractor shall conduct on-site mesurements, collect soil samples and analyze them for all the parameters specified in the order as per Spec Item 3.2., Sampling and Laboratory Services. Respond within 1 working day from receipt of order. |  | EA | 10 | 0
B933 |  | Soil Sampling and Analysis - Metal: Cadmium | The Contractor shall conduct on-site mesurements, collect soil samples and analyze them for all the parameters specified in the order as per Spec Item 3.2., Sampling and Laboratory Services. Respond within 1 working day from receipt of order. |  | EA | 10 | 0
B934 |  | Soil Sampling and Analysis - Metal: Cobalt | The Contractor shall conduct on-site measurements, collect soil samples and analyze them for all the parameters specified in the order as per Spec Item 3.2., Sampling and Laboratory Services. Respond within 1 working day from receipt of order. |  | EA | 10 | 0
B935 |  | Soil Sampling and Analysis - Metal: Chromium (total) | The Contractor shall conduct on-site measurements, collect soil samples and analyze them for all the parameters specified in the order as per Spec Item 3.2., Sampling and Laboratory Services. Respond within 1 working day from receipt of order. |  | EA | 10 | 0
B936 |  | Soil Sampling and Analysis - Metal: Chromium VI | The Contractor shall conduct on-site measurements, collect soil samples and analyze them for all the parameters specified in the order as per Spec Item 3.2., Sampling and Laboratory Services. Respond within 1 working day from receipt of order. |  | EA | 10 | 0
B937 |  | Soil Sampling and Analysis - Metal: Mercury | The Contractor shall conduct on-site measurements, collect soil samples and analyze them for all the parameters specified in the order as per Spec Item 3.2., Sampling and Laboratory Services. Respond within 1 working day from receipt of order. |  | EA | 10 | 0
B938 |  | Soil Sampling and Analysis - Metal: Nickel | The Contractor shall conduct on-site measurements, collect soil samples and analyze them for all the parameters specified in the order as per Spec Item 3.2., Sampling and Laboratory Services. Respond within 1 working day from receipt of order. |  | EA | 10 | 0
B939 |  | Soil Sampling and Analysis - Metal: Lead | The Contractor shall conduct on-site measurements, collect soil samples and analyze them for all the parameters specified in the order as per Spec Item 3.2., Sampling and Laboratory Services. Respond within 1 working day from receipt of order. |  | EA | 10 | 0
B940 |  | Soil Sampling and Analysis - Metal: Cooper | The Contractor shall conduct on-site measurements, collect soil samples and analyze them for all the parameters specified in the order as per Spec Item 3.2., Sampling and Laboratory Services. Respond within 1 working day from receipt of order. |  | EA | 10 | 0
B941 |  | Soil Sampling and Analysis - Metal: Selenium | The Contractor shall conduct on-site measurements, collect soil samples and analyze them for all the parameters specified in the order as per Spec Item 3.2., Sampling and Laboratory Services. Respond within 1 working day from receipt of order. |  | EA | 10 | 0
B942 |  | Soil Sampling and Analysis - Metal: Tin | The Contractor shall conduct on-site measurements, collect soil samples and analyze them for all the parameters specified in the order as per Spec Item 3.2., Sampling and Laboratory Services. Respond within 1 working day from receipt of order. |  | EA | 10 | 0
B943 |  | Soil Sampling and Analysis - Metal: Thallium | The Contractor shall conduct on-site measurements, collect soil samples and analyze them for all the parameters specified in the order as per Spec Item 3.2., Sampling and Laboratory Services. Respond within 1 working day from receipt of order. |  | EA | 10 | 0
B944 |  | Soil Sampling and Analysis - Metal: Vanadium | The Contractor shall conduct on-site measurements, collect soil samples and analyze them for all the parameters specified in the order as per Spec Item 3.2., Sampling and Laboratory Services. Respond within 1 working day from receipt of order. |  | EA | 10 | 0
B945 |  | Soil Sampling and Analysis - Metal: Zinc | The Contractor shall conduct on-site measurements, collect soil samples and analyze them for all the parameters specified in the order as per Spec Item 3.2., Sampling and Laboratory Services. Respond within 1 working day from receipt of order. |  | EA | 10 | 0
B946 |  | Soil Sampling and Analysis - Metal: Cyanides (free) | The Contractor shall conduct on-site measurements, collect soil samples and analyze them for all the parameters specified in the order as per Spec Item 3.2., Sampling and Laboratory Services. Respond within 1 working day from receipt of order. |  | EA | 10 | 0
B947 |  | Soil Sampling and Analysis - Metal: Fluorides | The Contractor shall conduct on-site measurements, collect soil samples and analyze them for all the parameters specified in the order as per Spec Item 3.2., Sampling and Laboratory Services. Respond within 1 working day from receipt of order. |  | EA | 10 | 0
B948 |  | Soil Sampling and Analysis - Aromatic Compounds: Benzene | The Contractor shall conduct on-site measurements, collect soil samples and analyze them for all the parameters specified in the order as per Spec Item 3.2., Sampling and Laboratory Services. Respond within 1 working day from receipt of order. |  | EA | 10 | 0
B949 |  | Soil Sampling and Analysis - Aromatic Compounds: Ethylbenzene | The Contractor shall conduct on-site measurements, collect soil samples and analyze them for all the parameters specified in the order as per Spec Item 3.2., Sampling and Laboratory Services. Respond within 1 working day from receipt of order. |  | EA | 10 | 0
B950 |  | Soil Sampling and Analysis - Aromatic Compounds: Styrene | The Contractor shall conduct on-site measurements, collect soil samples and analyze them for all the parameters specified in the order as per Spec Item 3.2., Sampling and Laboratory Services. Respond within 1 working day from receipt of order. |  | EA | 10 | 0
B951 |  | Soil Sampling and Analysis - Aromatic Compounds: Toluene | The Contractor shall conduct on-site measurements, collect soil samples and analyze them for all the parameters specified in the order as per Spec Item 3.2., Sampling and Laboratory Services. Respond within 1 working day from receipt of order. |  | EA | 10 | 0
B952 |  | Soil Sampling and Analysis - Aromatic Compounds: Xylene | The Contractor shall conduct on-site measurements, collect soil samples and analyze them for all the parameters specified in the order as per Spec Item 3.2., Sampling and Laboratory Services. Respond within 1 working day from receipt of order. |  | EA | 10 | 0
B953 |  | Soil Sampling and Analysis - Polycyclic Aromatic Compounds: Benzo(a)anthracene | The Contractor shall conduct on-site measurements, collect soil samples and analyze them for all the parameters specified in the order as per Spec Item 3.2., Sampling and Laboratory Services. Respond within 1 working day from receipt of order. |  | EA | 10 | 0
B954 |  | Soil Sampling and Analysis - Polycyclic Aromatic Compounds: Benzo(a)pyrene | The Contractor shall conduct on-site measurements, collect soil samples and analyze them for all the parameters specified in the order as per Spec Item 3.2., Sampling and Laboratory Services. Respond within 1 working day from receipt of order. |  | EA | 10 | 0
B955 |  | Soil Sampling and Analysis - Polycyclic Aromatic Compounds: Benzo(b)fluoranthene | The Contractor shall conduct on-site measurements, collect soil samples and analyze them for all the parameters specified in the order as per Spec Item 3.2., Sampling and Laboratory Services. Respond within 1 working day from receipt of order. |  | EA | 10 | 0
B956 |  | Soil Sampling and Analysis - Polycyclic Aromatic Compounds: Benzo(k)fluoranthene | The Contractor shall conduct on-site measurements, collect soil samples and analyze them for all the parameters specified in the order as per Spec Item 3.2., Sampling and Laboratory Services. Respond within 1 working day from receipt of order. |  | EA | 10 | 0
B957 |  | Soil Sampling and Analysis - Polycyclic Aromatic Compounds: Benzo(g, h, i)perylene | The Contractor shall conduct on-site measurements, collect soil samples and analyze them for all the parameters specified in the order as per Spec Item 3.2., Sampling and Laboratory Services. Respond within 1 working day from receipt of order. |  | EA | 10 | 0
B958 |  | Soil Sampling and Analysis - Polycyclic Aromatic Compounds: Chrysene | The Contractor shall conduct on-site measurements, collect soil samples and analyze them for all the parameters specified in the order as per Spec Item 3.2., Sampling and Laboratory Services. Respond within 1 working day from receipt of order. |  | EA | 10 | 0
B959 |  | Soil Sampling and Analysis - Polycyclic Aromatic Compounds: Dibenzo(a, e)pyrene | The Contractor shall conduct on-site measurements, collect soil samples and analyze them for all the parameters specified in the order as per Spec Item 3.2., Sampling and Laboratory Services. Respond within 1 working day from receipt of order. |  | EA | 10 | 0
B960 |  | Soil Sampling and Analysis - Polycyclic Aromatic Compounds: Dibenzo(a, l)pyrene | The Contractor shall conduct on-site measurements, collect soil samples and analyze them for all the parameters specified in the order as per Spec Item 3.2., Sampling and Laboratory Services. Respond within 1 working day from receipt of order. |  | EA | 10 | 0
B961 |  | Soil Sampling and Analysis - Polycyclic Aromatic Compounds: Dibenzo(a, i)pyrene | The Contractor shall conduct on-site measurements, collect soil samples and analyze them for all the parameters specified in the order as per Spec Item 3.2., Sampling and Laboratory Services. Respond within 1 working day from receipt of order. |  | EA | 10 | 0
B962 |  | Soil Sampling and Analysis - Polycyclic Aromatic Compounds: Dibenzo(a, h)pyrene | The Contractor shall conduct on-site measurements, collect soil samples and analyze them for all the parameters specified in the order as per Spec Item 3.2., Sampling and Laboratory Services. Respond within 1 working day from receipt of order. |  | EA | 10 | 0
B963 |  | Soil Sampling and Analysis - Polycyclic Aromatic Compounds: Dibenzo(a, h)anthracene | The Contractor shall conduct on-site measurements, collect soil samples and analyze them for all the parameters specified in the order as per Spec Item 3.2., Sampling and Laboratory Services. Respond within 1 working day from receipt of order. |  | EA | 10 | 0
B964 |  | Soil Sampling and Analysis - Polycyclic Aromatic Compounds: Indenopyrene | The Contractor shall conduct on-site measurements, collect soil samples and analyze them for all the parameters specified in the order as per Spec Item 3.2., Sampling and Laboratory Services. Respond within 1 working day from receipt of order. |  | EA | 10 | 0
B965 |  | Soil Sampling and Analysis - Polycyclic Aromatic Compounds: Pyrene | The Contractor shall conduct on-site measurements, collect soil samples and analyze them for all the parameters specified in the order as per Spec Item 3.2., Sampling and Laboratory Services. Respond within 1 working day from receipt of order. |  | EA | 10 | 0
B966 |  | Soil Sampling and Analysis - Aliphatic Chlorinated Carcinogenic Compounds: Chloromethane | The Contractor shall conduct on-site measurements, collect soil samples and analyze them for all the parameters specified in the order as per Spec Item 3.2., Sampling and Laboratory Services. Respond within 1 working day from receipt of order. |  | EA | 10 | 0
B967 |  | Soil Sampling and Analysis - Aliphatic Chlorinated Carcinogenic Compounds: Dichloromethane | The Contractor shall conduct on-site measurements, collect soil samples and analyze them for all the parameters specified in the order as per Spec Item 3.2., Sampling and Laboratory Services. Respond within 1 working day from receipt of order. |  | EA | 10 | 0
B968 |  | Soil Sampling and Analysis - Aliphatic Chlorinated Carcinogenic Compounds: Trichloromethane | The Contractor shall conduct on-site measurements, collect soil samples and analyze them for all the parameters specified in the order as per Spec Item 3.2., Sampling and Laboratory Services. Respond within 1 working day from receipt of order. |  | EA | 10 | 0
B969 |  | Soil Sampling and Analysis - Aliphatic Chlorinated Carcinogenic Compounds: Vinyl Chloride | The Contractor shall conduct on-site measurements, collect soil samples and analyze them for all the parameters specified in the order as per Spec Item 3.2., Sampling and Laboratory Services. Respond within 1 working day from receipt of order. |  | EA | 10 | 0
B970 |  | Soil Sampling and Analysis - Aliphatic Chlorinated Carcinogenic Compounds: 1,2 - Dichloroethane | The Contractor shall conduct on-site measurements, collect soil samples and analyze them for all the parameters specified in the order as per Spec Item 3.2., Sampling and Laboratory Services. Respond within 1 working day from receipt of order. |  | EA | 10 | 0
B971 |  | Soil Sampling and Analysis - Aliphatic Chlorinated Carcinogenic Compounds: 1,1 - Dichloroethylene | The Contractor shall conduct on-site measurements, collect soil samples and analyze them for all the parameters specified in the order as per Spec Item 3.2., Sampling and Laboratory Services. Respond within 1 working day from receipt of order. |  | EA | 10 | 0
B972 |  | Soil Sampling and Analysis - Aliphatic Chlorinated Carcinogenic Compounds: Trichloroethylene | The Contractor shall conduct on-site measurements, collect soil samples and analyze them for all the parameters specified in the order as per Spec Item 3.2., Sampling and Laboratory Services. Respond within 1 working day from receipt of order. |  | EA | 10 | 0
B973 |  | Soil Sampling and Analysis - Aliphatic Chlorinated Carcinogenic Compounds: Tetrachloroethylene (PCE) | The Contractor shall conduct on-site measurements, collect soil samples and analyze them for all the parameters specified in the order as per Spec Item 3.2., Sampling and Laboratory Services. Respond within 1 working day from receipt of order. |  | EA | 10 | 0
B974 |  | Soil Sampling and Analysis - Aliphatic Chlorinated Non-Carcinogenic Compounds: 1,1 - Dichloroethane | The Contractor shall conduct on-site measurements, collect soil samples and analyze them for all the parameters specified in the order as per Spec Item 3.2., Sampling and Laboratory Services. Respond within 1 working day from receipt of order. |  | EA | 10 | 0
B975 |  | Soil Sampling and Analysis - Aliphatic Chlorinated Non-Carcinogenic Compounds: 1,2 - Dichloroethylene | The Contractor shall conduct on-site measurements, collect soil samples and analyze them for all the parameters specified in the order as per Spec Item 3.2., Sampling and Laboratory Services. Respond within 1 working day from receipt of order. |  | EA | 10 | 0
B976 |  | Soil Sampling and Analysis - Aliphatic Chlorinated Non-Carcinogenic Compounds: 1,1,1 - Trichloroethane | The Contractor shall conduct on-site measurements, collect soil samples and analyze them for all the parameters specified in the order as per Spec Item 3.2., Sampling and Laboratory Services. Respond within 1 working day from receipt of order. |  | EA | 10 | 0
B977 |  | Soil Sampling and Analysis - Aliphatic Chlorinated Non-Carcinogenic Compounds: 1,2 - Di chloropropane | The Contractor shall conduct on-site measurements, collect soil samples and analyze them for all the parameters specified in the order as per Spec Item 3.2., Sampling and Laboratory Services. Respond within 1 working day from receipt of order. |  | EA | 10 | 0
B978 |  | Soil Sampling and Analysis - Aliphatic Chlorinated Non-Carcinogenic Compounds: 1,1,2 - Trichloroethane | The Contractor shall conduct on-site measurements, collect soil samples and analyze them for all the parameters specified in the order as per Spec Item 3.2., Sampling and Laboratory Services. Respond within 1 working day from receipt of order. |  | EA | 10 | 0
B979 |  | Soil Sampling and Analysis - Aliphatic Chlorinated Non-Carcinogenic Compounds: 1,2,3 - Trichloro propane | The Contractor shall conduct on-site measurements, collect soil samples and analyze them for all the parameters specified in the order as per Spec Item 3.2., Sampling and Laboratory Services. Respond within 1 working day from receipt of order. |  | EA | 10 | 0
B980 |  | Soil Sampling and Analysis - Aliphatic Chlorinated Non-Carcinogenic Compounds: 1,1,2,2 - Tetrachloroethane | The Contractor shall conduct on-site measurements, collect soil samples and analyze them for all the parameters specified in the order as per Spec Item 3.2., Sampling and Laboratory Services. Respond within 1 working day from receipt of order. |  | EA | 10 | 0
B981 |  | Soil Sampling and Analysis - Aliphatic Halogenated Carcinogenic Compounds: Tribromomethane | The Contractor shall conduct on-site measurements, collect soil samples and analyze them for all the parameters specified in the order as per Spec Item 3.2., Sampling and Laboratory Services. Respond within 1 working day from receipt of order. |  | EA | 10 | 0
B982 |  | Soil Sampling and Analysis - Aliphatic Halogenated Carcinogenic Compounds: 1,2 - Dibromoethane | The Contractor shall conduct on-site measurements, collect soil samples and analyze them for all the parameters specified in the order as per Spec Item 3.2., Sampling and Laboratory Services. Respond within 1 working day from receipt of order. |  | EA | 10 | 0
B983 |  | Soil Sampling and Analysis - Aliphatic Halogenated Carcinogenic Compounds: Dibromochloromethane | The Contractor shall conduct on-site measurements, collect soil samples and analyze them for all the parameters specified in the order as per Spec Item 3.2., Sampling and Laboratory Services. Respond within 1 working day from receipt of order. |  | EA | 10 | 0
B984 |  | Soil Sampling and Analysis - Aliphatic Halogenated Carcinogenic Compounds: Bromodichloromethane | The Contractor shall conduct on-site measurements, collect soil samples and analyze them for all the parameters specified in the order as per Spec Item 3.2., Sampling and Laboratory Services. Respond within 1 working day from receipt of order. |  | EA | 10 | 0
B985 |  | Soil Sampling and Analysis - Nitroaromatic Compounds: Nitrobenzene | The Contractor shall conduct on-site measurements, collect soil samples and analyze them for all the parameters specified in the order as per Spec Item 3.2., Sampling and Laboratory Services. Respond within 1 working day from receipt of order. |  | EA | 10 | 0
B986 |  | Soil Sampling and Analysis - Nitroaromatic Compounds: 1,2 - Dinitrobenzene | The Contractor shall conduct on-site measurements, collect soil samples and analyze them for all the parameters specified in the order as per Spec Item 3.2., Sampling and Laboratory Services. Respond within 1 working day from receipt of order. |  | EA | 10 | 0
B987 |  | Soil Sampling and Analysis - Nitroaromatic Compounds: 1,3 - Dinitrobenzene | The Contractor shall conduct on-site measurements, collect soil samples and analyze them for all the parameters specified in the order as per Spec Item 3.2., Sampling and Laboratory Services. Respond within 1 working day from receipt of order. |  | EA | 10 | 0
B988 |  | Soil Sampling and Analysis - Nitroaromatic Compounds: Chloronitrobenzene | The Contractor shall conduct on-site measurements, collect soil samples and analyze them for all the parameters specified in the order as per Spec Item 3.2., Sampling and Laboratory Services. Respond within 1 working day from receipt of order. |  | EA | 10 | 0
B989 |  | Soil Sampling and Analysis - Chloroaromatic Compounds: Mon chlorobenzene | The Contractor shall conduct on-site measurements, collect soil samples and analyze them for all the parameters specified in the order as per Spec Item 3.2., Sampling and Laboratory Services. Respond within 1 working day from receipt of order. |  | EA | 10 | 0
B990 |  | Soil Sampling and Analysis - Chloroaromatic Compounds: Di chloroaromatic Non-Carcinogenic Compounds (1,2 - Dichlorobenzene) | The Contractor shall conduct on-site measurements, collect soil samples and analyze them for all the parameters specified in the order as per Spec Item 3.2., Sampling and Laboratory Services. Respond within 1 working day from receipt of order. |  | EA | 10 | 0
B991 |  | Soil Sampling and Analysis - Chloroaromatic Compounds: Di chloroaromatic Carcinogenic Compounds (1,4 - Dichlorobenzene) | The Contractor shall conduct on-site measurements, collect soil samples and analyze them for all the parameters specified in the order as per Spec Item 3.2., Sampling and Laboratory Services. Respond within 1 working day from receipt of order. |  | EA | 10 | 0
B992 |  | Soil Sampling and Analysis - Chloroaromatic Compounds: 1,2,4 - Trichlorobenzene | The Contractor shall conduct on-site measurements, collect soil samples and analyze them for all the parameters specified in the order as per Spec Item 3.2., Sampling and Laboratory Services. Respond within 1 working day from receipt of order. |  | EA | 10 | 0
B993 |  | Soil Sampling and Analysis - Chloroaromatic Compounds: 1,2,4,5 - Tetra chlorobenzene | The Contractor shall conduct on-site measurements, collect soil samples and analyze them for all the parameters specified in the order as per Spec Item 3.2., Sampling and Laboratory Services. Respond within 1 working day from receipt of order. |  | EA | 10 | 0
B994 |  | Soil Sampling and Analysis - Chloroaromatic Compounds: Pentachloro benzene | The Contractor shall conduct on-site measurements, collect soil samples and analyze them for all the parameters specified in the order as per Spec Item 3.2., Sampling and Laboratory Services. Respond within 1 working day from receipt of order. |  | EA | 10 | 0
B995 |  | Soil Sampling and Analysis - Chloroaromatic Compounds: | The Contractor shall conduct on-site measurements, collect soil samples and analyze them for all the parameters specified in the order as per Spec Item 3.2., Sampling and Laboratory Services. Respond within 1 working day from receipt of order. |  | EA | 10 | 0
B996 |  | Soil Sampling and Analysis - Chloroaromatic Compounds: Esa chlorobenzene | The Contractor shall conduct on-site measurements, collect soil samples and analyze them for all the parameters specified in the order as per Spec Item 3.2., Sampling and Laboratory Services. Respond within 1 working day from receipt of order. |  | EA | 10 | 0
B997 |  | Soil Sampling and Analysis - Non-Chlorinated Phenols: Methyl phenols (o-, m-, p-) | The Contractor shall conduct on-site measurements, collect soil samples and analyze them for all the parameters specified in the order as per Spec Item 3.2., Sampling and Laboratory Services. Respond within 1 working day from receipt of order. |  | EA | 10 | 0
B998 |  | Soil Sampling and Analysis - Non-Chlorinated Phenols: Phenols | The Contractor shall conduct on-site measurements, collect soil samples and analyze them for all the parameters specified in the order as per Spec Item 3.2., Sampling and Laboratory Services. Respond within 1 working day from receipt of order. |  | EA | 10 | 0
B999 |  | Soil Sampling and Analysis - Chlorinated Phenols: 2 - Chlorophenol | The Contractor shall conduct on-site measurements, collect soil samples and analyze them for all the parameters specified in the order as per Spec Item 3.2., Sampling and Laboratory Services. Respond within 1 working day from receipt of order. |  | EA | 10 | 0
B1000 |  | Soil Sampling and Analysis - Chlorinated Phenols: 2,4 - Dichlorophenol | The Contractor shall conduct on-site measurements, collect soil samples and analyze them for all the parameters specified in the order as per Spec Item 3.2., Sampling and Laboratory Services. Respond within 1 working day from receipt of order. |  | EA | 10 | 0
B1001 |  | Soil Sampling and Analysis - Chlorinated Phenols: 2,4, 6 - Trichlorophenol | The Contractor shall conduct on-site measurements, collect soil samples and analyze them for all the parameters specified in the order as per Spec Item 3.2., Sampling and Laboratory Services. Respond within 1 working day from receipt of order. |  | EA | 10 | 0
B1002 |  | Soil Sampling and Analysis - Chlorinated Phenols: Pentachlorophenol | The Contractor shall conduct on-site measurements, collect soil samples and analyze them for all the parameters specified in the order as per Spec Item 3.2., Sampling and Laboratory Services. Respond within 1 working day from receipt of order. |  | EA | 10 | 0
B1003 |  | Soil Sampling and Analysis - Aromatic Amines: Aniline | The Contractor shall conduct on-site measurements, collect soil samples and analyze them for all the parameters specified in the order as per Spec Item 3.2., Sampling and Laboratory Services. Respond within 1 working day from receipt of order. |  | EA | 10 | 0
B1004 |  | Soil Sampling and Analysis - Aromatic Amines: o - Anisidine | The Contractor shall conduct on-site measurements, collect soil samples and analyze them for all the parameters specified in the order as per Spec Item 3.2., Sampling and Laboratory Services. Respond within 1 working day from receipt of order. |  | EA | 10 | 0
B1005 |  | Soil Sampling and Analysis - Aromatic Amines: m,p - Anisidine | The Contractor shall conduct on-site measurements, collect soil samples and analyze them for all the parameters specified in the order as per Spec Item 3.2., Sampling and Laboratory Services. Respond within 1 working day from receipt of order. |  | EA | 10 | 0
B1006 |  | Soil Sampling and Analysis - Aromatic Amines: Diphenylamine | The Contractor shall conduct on-site measurements, collect soil samples and analyze them for all the parameters specified in the order as per Spec Item 3.2., Sampling and Laboratory Services. Respond within 1 working day from receipt of order. |  | EA | 10 | 0
B1007 |  | Soil Sampling and Analysis - Aromatic Amines: p - Toluidine | The Contractor shall conduct on-site measurements, collect soil samples and analyze them for all the parameters specified in the order as per Spec Item 3.2., Sampling and Laboratory Services. Respond within 1 working day from receipt of order. |  | EA | 10 | 0
B1008 |  | Soil Sampling and Analysis - Pesticides: Alachlor | The Contractor shall conduct on-site measurements, collect soil samples and analyze them for all the parameters specified in the order as per Spec Item 3.2., Sampling and Laboratory Services. Respond within 1 working day from receipt of order. |  | EA | 10 | 0
B1009 |  | Soil Sampling and Analysis - Pesticides: Aldrin | The Contractor shall conduct on-site measurements, collect soil samples and analyze them for all the parameters specified in the order as per Spec Item 3.2., Sampling and Laboratory Services. Respond within 1 working day from receipt of order. |  | EA | 10 | 0
B1010 |  | Soil Sampling and Analysis - Pesticides: Atrazine | The Contractor shall conduct on-site measurements, collect soil samples and analyze them for all the parameters specified in the order as per Spec Item 3.2., Sampling and Laboratory Services. Respond within 1 working day from receipt of order. |  | EA | 10 | 0
B1011 |  | Soil Sampling and Analysis - Pesticides: α - esachloroesane | The Contractor shall conduct on-site measurements, collect soil samples and analyze them for all the parameters specified in the order as per Spec Item 3.2., Sampling and Laboratory Services. Respond within 1 working day from receipt of order. |  | EA | 10 | 0
B1012 |  | Soil Sampling and Analysis - Pesticides: β - esachloroesane | The Contractor shall conduct on-site measurements, collect soil samples and analyze them for all the parameters specified in the order as per Spec Item 3.2., Sampling and Laboratory Services. Respond within 1 working day from receipt of order. |  | EA | 10 | 0
B1013 |  | Soil Sampling and Analysis - Pesticides: γ - esachloroesane (Lindane) | The Contractor shall conduct on-site measurements, collect soil samples and analyze them for all the parameters specified in the order as per Spec Item 3.2., Sampling and Laboratory Services. Respond within 1 working day from receipt of order. |  | EA | 10 | 0
B1014 |  | Soil Sampling and Analysis - Pesticides: Chlordane | The Contractor shall conduct on-site measurements, collect soil samples and analyze them for all the parameters specified in the order as per Spec Item 3.2., Sampling and Laboratory Services. Respond within 1 working day from receipt of order. |  | EA | 10 | 0
B1015 |  | Soil Sampling and Analysis - Pesticides: DDD, DDT, DDE | The Contractor shall conduct on-site measurements, collect soil samples and analyze them for all the parameters specified in the order as per Spec Item 3.2., Sampling and Laboratory Services. Respond within 1 working day from receipt of order. |  | EA | 10 | 0
B1016 |  | Soil Sampling and Analysis - Pesticides: Dieldrin | The Contractor shall conduct on-site measurements, collect soil samples and analyze them for all the parameters specified in the order as per Spec Item 3.2., Sampling and Laboratory Services. Respond within 1 working day from receipt of order. |  | EA | 10 | 0
B1017 |  | Soil Sampling and Analysis - Pesticides: Endrin | The Contractor shall conduct on-site measurements, collect soil samples and analyze them for all the parameters specified in the order as per Spec Item 3.2., Sampling and Laboratory Services. Respond within 1 working day from receipt of order. |  | EA | 10 | 0
B1018 |  | Soil Sampling and Analysis - Dioxins and Furans: PCDD, PCDF (total) | The Contractor shall conduct on-site measurements, collect soil samples and analyze them for all the parameters specified in the order as per Spec Item 3.2., Sampling and Laboratory Services. Respond within 1 working day from receipt of order. |  | EA | 10 | 0
B1019 |  | Soil Sampling and Analysis - Dioxins and Furans: PCB | The Contractor shall conduct on-site measurements, collect soil samples and analyze them for all the parameters specified in the order as per Spec Item 3.2., Sampling and Laboratory Services. Respond within 1 working day from receipt of order. |  | EA | 10 | 0
B1020 |  | Soil Sampling and Analysis - Hydrocarbons: ight Hydrocarbons C≤12 | The Contractor shall conduct on-site measurements, collect soil samples and analyze them for all the parameters specified in the order as per Spec Item 3.2., Sampling and Laboratory Services. Respond within 1 working day from receipt of order. |  | EA | 10 | 0
B1021 |  | Soil Sampling and Analysis - Hydrocarbons: Heavy Hydrocarbons C>12 | The Contractor shall conduct on-site measurements, collect soil samples and analyze them for all the parameters specified in the order as per Spec Item 3.2., Sampling and Laboratory Services. Respond within 1 working day from receipt of order. |  | EA | 10 | 0
B1022 |  | Soil Sampling and Analysis: Asbestos (free fibers) | The Contractor shall conduct on-site measurements, collect soil samples and analyze them for all the parameters specified in the order as per Spec Item 3.2., Sampling and Laboratory Services. Respond within 1 working day from receipt of order. |  | EA | 10 | 0
B1023 |  | Soil Sampling and Analysis: Phtalic Acid's Esters | The Contractor shall conduct on-site measurements, collect soil samples and analyze them for all the parameters specified in the order as per Spec Item 3.2., Sampling and Laboratory Services. Respond within 1 working day from receipt of order. |  | EA | 10 | 0
B1024-B1029 | Reserved
Unit Priced Labor (UPL) Work
B1030 |  | Unit Priced Composite Skilled Labor Work - MUST BE NEGOTIATED BY KO | Provide one composite skilled labor hour of work-in-place performed by substantially and highly trained, certified, and/or licensed craftsmen and technicians. The composite labor hour rate should be an average of various trades such as carpenters, painters, electricians, plumbers, equipment mechanics, electronics technicians, and pest controllers, per the scope and delivery schedule specified in the order. |  | HR | 2500 | 0
B1031 |  | Unit Priced Composite Unskilled Labor Work - MUST BE NEGOTIATED BY KO | Provide one composite unskilled labor hour of work-in-place performed by minimally trained or untrained workers, including custodial and grounds maintenance workers, and common laborers per the scope and delivery schedule specified in the order. |  | HR | 2500 | 0
B1032 |  | Material and Equipment Costs - MUST BE NEGOTIATED BY KO | Provide all materials and equipment to perform Unit Priced Labor work per the scope and delivery schedule specified in the order. |  | LS | NTE | 100000
TOTAL FOR LINE ITEM 0004 - 1ST OPTION PERIOD - NON-RECURRING WORK (ELINs B700 THROUGH B1032) | [6 empty] | 100000

## CLIN 005 - 2nd OP - RW
ATTACHMENT J-0200000-12 XX
EXHIBIT LINE ITEM NUMBERS
SOLICITATION/CONTRACT # N62470-25-R-0020 XX-R-00XX
EXHIBIT C A - SECOND OPTION BASE PERIOD - RECURRING WORK
CLIN 0005
Line Item 0005 - Recurring Work - 2nd Option Year
PROVIDE PRICES TO PERFORM RECURRING WORK - IN ACCORDANCE WITH SECTION C, SPEC ITEM 3
ELIN/Sub-ELINs C001 THROUGH C023 21
ELIN / Sub ELIN | Annex/Sub-annex | Spec Item | Description | Quantity | Unit of Issue | Unit Price | Total Price
C001 |  |  | Commander Naval Region Europe (CNRE)
| 1501000 |  | Facility Management
C001AA |  | 3.1 | Infrastructure Condition Assessment Program (ICAP) Services | 12 | MO |  | 0
| 1502000 |  | Facility Investment
|  | 3.1 | Emergency, Urgent, and Routine (E/U/R) Work
C001AB | 1502000 | 3.1.1 | Emergency | 12 | MO |  | 0
C001AC | 1502000 | 3.1.2 | Urgent | 12 | MO |  | 0
C001AD | 1502000 | 3.1.3 | Routine | 12 | MO |  | 0
|  | 3.2 | Facility Bullets
C001AE | 1502000 | 3.2 | Facility Bullets | 12 | MO |  | 0
|  | 3.3 | Preventive Maintenance (PM) Program
C001AF | 1502000 | 3.3.2 | Lightning Arrestors and Grounding Devices | 12 | MO |  | 0
C001AG | 1502000 | 3.3.3 | Vertical Transportation Equipment (VTE) | 12 | MO |  | 0
C001AH | 1502000 | 3.3.5 | Auxiliary Generator Systems | 12 | MO |  | 0
C001AJ | 1502000 | 3.3.12 | Swimming Pool Maintenance | 12 | MO |  | 0
C001AK | 1502000 | 3.3.15 | Aboveground (AST) and Underground (UST) Storage Tanks | 12 | MO |  | 0
C001AL | 1502000 | 3.3.16 | Overhead and Roll-up Doors | 12 | MO |  | 0
C001AM | 1502000 | 3.3.17 | Hangar Doors | 12 | MO |  | 0
C001AN | 1502000 | 3.3.18 | Drinking Fountains/Water Coolers | 12 | MO |  | 0
C001AP | 1502000 | 3.3.19 | Airfield Light Tower | 12 | MO |  | 0
C001AQ | 1502000 | 3.3.21 | Irrigation System | 12 | MO |  | 0
|  | 3.4 | Integrated Maintenance Program (IMP)
C001AR | 1502000 | 3.4.1 | HVAC and Refrigeration Systems | 12 | MO |  | 0
C001AS | 1502000 | 3.4.2 | Fire Protection Systems | 12 | MO |  | 0
C001AT | 1502000 | 3.4.3 | Boilers and UPVs | 12 | MO |  | 0
|  | 3.5 | Inspection, Testing, and Certification Program
C001AU | 1502000 | 3.5.2 | Vertical Transportation Equipment (VTE) | 12 | MO |  | 0
|  | 3.6 | Other Recurring Services Program
C001AV | 1502000 | 3.6.1 | Exhaust Hoods and Ducts | 12 | MO |  | 0
C001AW | 1502000 | 3.6.2 | HVAC Water Testing and Treatment Services | 12 | MO |  | 0
C001AX | 1502000 | 3.6.3 | Boiler Water Testing and Treatment Services | 12 | MO |  | 0
C001AY | 1502000 | 3.6.4 | Solar Panel Maintenance | 12 | MO |  | 0
C001AZ | 1502000 | 3.6.5 | Gutter and Roof Inspections | 12 | MO |  | 0
C001BA | 1502000 | 3.6.7 | Magnetic Key Card System Maintenance | 12 | MO |  | 0
C001BB | 1502000 | 3.6.9 | Vehicle Lift Maintenance | 12 | MO |  | 0
C001BC | 1502000 | 3.6.10 | Swimming Pool Water Testing and Treatment Services | 12 | MO |  | 0
C001BD | 1502000 | 3.6.11 | Fall Protection Lifeline Systems Inspection and Certification | 12 | MO |  | 0
C001BE | 1502000 | 3.6.13 | Oil-Water Separators and Grease Traps Maintenance | 12 | MO |  | 0
C001BF | 1502000 | 3.6.14 | Car Wash Water Treatment System | 12 | MO |  | 0
C001BG | 1502000 | 3.6.15 | Fire Extinguisher Inspection and Maintenance | 12 | MO |  | 0
| 1503010 |  | Custodial
C001BH | 1503010 | 3.1 | Scheduled Services | 12 | MO |  | 0
C001BJ | 1503010 | 3.1 | Scheduled Services for AMC (29% FX Pro-Rata) | 12 | MO |  | 0
| 1503020 |  | Pest Control
C001BK | 1503020 | 3.1 | Scheduled Pest Control | 12 | MO |  | 0
C001BL | 1503020 | 3.2 | Pest Control Service Orders | 12 | MO |  | 0
C001BM | 1503020 | 3.3 | Pest Management Reporting | 12 | MO |  | 0
| 1503030 |  | Integrated Solid Waste Management
C001BN | 1503030 | 3.1 - 3.5 | Recurring Work | 12 | MO |  | 0
C001BP | 1503030 | 3.6 | Special Collection Services | 12 | MO |  | 0
| 1503050 |  | Grounds Maintenance and Landscaping
C001BQ | 1503050 | 3.1 | Improved Grounds | 12 | MO |  | 0
C001BR | 1503050 | 3.2 | Operational Areas | 12 | MO |  | 0
C001BS | 1503050 | 3.3 | Storm Drainage Systems | 12 | MO |  | 0
C001BT | 1503050 | 3.4 | Outdoor Waste Collection | 12 | MO |  | 0
C001BU | 1503050 | 3.4 | Outdoor Waste Collection for AMC | 12 | MO |  | 0
C001BV | 1503050 | 3.5 | Playgrounds Maintenance | 12 | MO |  | 0
| 1503060 |  | Pavement Clearance
C001BW | 1503060 | 3.1 | Pavement Sweeping Services | 12 | MO |  | 0
C001BX | 1503060 | 3.2 | Pavement Clearance Service Orders | 12 | MO |  | 0
| 1601000 |  | Utility Management
|  | 3.1 | Utility Service Orders
C001BY | 1601000 | 3.1.1 | Emergency Service Orders | 12 | MO |  | 0
C001BZ | 1601000 | 3.1.2 | Routine Service Orders | 12 | MO |  | 0
C001CA | 1601000 | 3.2 | Utility Operations Management | 12 | MO |  | 0
C001CB | 1601000 | 3.3 | Utility Infrastructure Condition Assessment (UICAP) Support | 12 | MO |  | 0
| 1602000 |  | Electrical |  | `
|  | 3.1 | Preventive Maintenance (PM) Program
C001CC | 1602000 | 3.1.1 | High Voltage Systems Maintenance | 12 | MO |  | 0
|  | 3.2 | Other Recurring Services Program
C001CD | 1602000 | 3.2.1 | Photo Voltaic Systems Maintenance | 12 | MO |  | 0
| 1603000 |  | Natural Gas
C001CE | 1603000 | 3.1 | Integrated Maintenance Program (IMP) | 12 | MO |  | 0
| 1604000 |  | Wastewater
C001CF | 1604000 | 3.1 | Preventive Maintenance (PM) Program | 12 | MO |  | 0
C001CG | 1604000 | 3.2 | Other Recurring Services | 12 | MO |  | 0
| 1606001 |  | Water (Overseas)
C001CH | 1606001 | 3.1 | Preventive Maintenance (PM) Program | 12 | MO |  | 0
C001CJ | 1606001 | 3.2 | Unidirectional Flushing (UDF) Plan | 12 | MO |  | 0
C001CK | 1606001 | 3.3 | Well Development and Water Treatment and Distribution System Support | 12 | MO |  | 0
| 1700000 |  | Transportation
C001CL | 1700000 | 3.1 | Bus Services | 12 | MO |  | 0
| 1800000 |  | Environmental
C001CM | 1800000 | 3.1 | Oil and Hazardous Substance (OHS) Spill Response and Cleanup Ashore | 12 | MO |  | 0
|  |  | CNRE SUBTOTAL: |  |  |  | 0
AMC - Specification 1503010, Spec Item 3
|  |  | Scheduled Custodial Services, Spec Item 3.1 | 12 | MO |  | 0
Reserved
|  |  | AMC - CNRE Funded SUBTOTAL: |  |  |  | 0
C002 |  |  | MWR (Morale, Welfare, and Recreation) - CNRE FUNDED
| 1502000 |  | Facility Investment
|  | 3.1 | Emergency, Urgent, and Routine (E/U/R) Work
C002AA | 1502000 | 3.1.1 | Emergency | 12 | MO |  | 0
C002AB | 1502000 | 3.1.2 | Urgent | 12 | MO |  | 0
C002AC | 1502000 | 3.1.3 | Routine | 12 | MO |  | 0
|  | 3.4 | Integrated Maintenance Program (IMP)
C002AD | 1502000 | 3.4.2 | Fire Protection Systems | 12 | MO |  | 0
|  | 3.6 | Other Recurring Services Program
C002AE | 1502000 | 3.6.1 | Exhaust Hoods and Ducts | 12 | MO |  | 0
C002AE | 1502000 | 3.6.9 | Vehicle Lift Maintenance | 12 | MO |  | 0
C002AG | 1502000 | 3.6.13 | Oil-Water Separators and Grease Traps Maintenance | 12 | MO |  | 0
| 1503010 |  | Custodial
C002AF | 1503010 | 3.1 | Scheduled Services | 12 | MO |  | 0
| 1503020 |  | Pest Control
C002AG | 1503020 | 3.1 | Scheduled Pest Control | 12 | MO |  | 0
C002AH | 1503020 | 3.3 | Pest Management Reporting | 12 | MO |  | 0
|  |  | MWR - SUBTOTAL: |  |  |  | 0
C003 |  |  | NEXCOM (Navy Exchange) - CNRE FUNDED
| 1502000 |  | Facility Investment
|  | 3.4 | Integrated Maintenance Program (IMP)
C003AA | 1502000 | 3.4.2 | Fire Protection Systems | 12 | MO |  | 0
|  | 3.6 | Other Recurring Services Program
C003AB | 1502000 | 3.6.1 | Exhaust Hoods and Ducts | 12 | MO |  | 0
| 1503020 |  | Pest Control
C003AB | 1503020 | 3.1 | Scheduled Pest Control | 12 | MO |  | 0
C003AC | 1503020 | 3.2 | Pest Control Service Orders | 12 | MO |  | 0
C003AD | 1503020 | 3.3 | Pest Management Reporting | 12 | MO |  | 0
| 1503030 |  | Integrated Solid Waste Management
C003AE | 1503030 | 3.1 - 3.5 | Recurring Work | 12 | MO |  | 0
|  |  | NEXCOM - SUBTOTAL: |  |  |  | 0
C004 |  |  | HAZMIN Center - CNRE FUNDED
| 1503010 |  | Custodial
C004AA | 1503010 | 3.1 | Scheduled Services | 12 | MO |  | 0
| 1503030 |  | Integrated Solid Waste Management
C004AB | 1503030 | 3.1 - 3.5 | Recurring Work | 12 | MO |  | 0
|  |  | HAZMIN Center - SUBTOTAL: |  |  |  | 0
C005 |  |  | BOA (Bank of America)
| 1503010 |  | Custodial
C005AA | 1503010 | 3.1 | Scheduled Services | 12 | MO |  | 0
| 1503030 |  | Integrated Solid Waste Management
C005AB | 1503030 | 3.1 - 3.5 | Recurring Work | 12 | MO |  | 0
|  |  | BOA SUBTOTAL: |  |  |  | 0
C006 |  |  | AMC (Air Mobility Command)
| 1502000 |  | Facility Investment
|  | 3.6 | Other Recurring Services Program
C006AA | 1502000 | 3.6.1 | Exhaust Hoods and Ducts | 12 | MO |  | 0
C006AB | 1502000 | 3.6.13 | Oil-Water Separators and Grease Traps Maintenance | 12 | MO |  | 0
| 1503010 |  | Custodial
C006AC | 1503010 | 3.1 | Scheduled Services | 12 | MO |  | 0
| 1503020 |  | Pest Control
C006AD | 1503020 | 3.1 | Scheduled Pest Control | 12 | MO |  | 0
C006AE | 1503020 | 3.2 | Pest Control Service Orders | 12 | MO |  | 0
C006AF | 1503020 | 3.3 | Pest Management Reporting | 12 | MO |  | 0
| 1503030 |  | Integrated Solid Waste Management
C006AG | 1503030 | 3.1 - 3.5 | Recurring Work | 12 | MO |  | 0
|  |  | AMC SUBTOTAL: |  |  |  | 0
C007 |  |  | DHA (Defense Health Agency)
| 1502000 |  | Facility Investment
|  | 3.1 | Emergency, Urgent, and Routine (E/U/R) Work
C007AA | 1502000 | 3.1.1 | Emergency | 12 | MO |  | 0
C007AB | 1502000 | 3.1.2 | Urgent | 12 | MO |  | 0
C007AC | 1502000 | 3.1.3 | Routine | 12 | MO |  | 0
|  | 3.1 | Preventive Maintenance (PM) Program
C007AD | 1502000 | 3.3.1 | Interior and Exterior Lighting Systems | 12 | MO |  | 0
C007AE | 1502000 | 3.3.2 | Lightning Arrestors and Grounding Devices | 12 | MO |  | 0
C007AF | 1502000 | 3.3.3 | Vertical Transportation Equipment (VTE) | 12 | MO |  | 0
C007AG | 1502000 | 3.3.4 | Compressed Air Systems | 12 | MO |  | 0
C007AH | 1502000 | 3.3.5 | Auxiliary Generators | 12 | MO |  | 0
C007AJ | 1502000 | 3.3.6 | Uninterruptable Power Supply Systems (UPS) | 12 | MO |  | 0
C007AK | 1502000 | 3.3.7 | Medical Air, Gas, and Vacuum Systems | 12 | MO |  | 0
C007AL | 1502000 | 3.3.8 | Communication Systems | 12 | MO |  | 0
C007AM | 1502000 | 3.3.9 | Intrusion Detection Systems | 12 | MO |  | 0
C007AN | 1502000 | 3.3.10 | Closed Circuit Surveillance Systems | 12 | MO |  | 0
C007AP | 1502000 | 3.3.11 | Automatic, Fire, and Roll-Up Doors | 12 | MO |  | 0
C007AQ | 1502000 | 3.3.13 | Facility Electric System | 12 | MO |  | 0
C007AR | 1502000 | 3.3.14 | Reverse Osmosis and Water Purification System | 12 | MO |  | 0
C007AS | 1502000 | 3.3.15 | Aboveground (AST) and Underground (UST) Storage Tanks | 12 | MO |  | 0
C007AT | 1502000 | 3.3.16 | Overhead and Roll-Up Doors | 12 | MO |  | 0
C007AU | 1502000 | 3.3.18 | Drinking Fountains/Water Coolers | 12 | MO |  | 0
C007AV | 1502000 | 3.3.20 | Emergency Eye Wash Station | 12 | MO |  | 0
C007AW | 1502000 | 3.3.21 | Irrigation System | 12 | MO |  | 0
|  | 3.4 | Integrated Maintenance Program (IMP)
C007AX | 1502000 | 3.4.1 | HVAC and Refrigeration Systems | 12 | MO |  | 0
C007AY | 1502000 | 3.4.2 | Fire Protection Systems | 12 | MO |  | 0
C007AZ | 1502000 | 3.4.3 | Boilers and UPVs | 12 | MO |  | 0
|  | 3.5 | Inspection, Testing, and Certification Program
C007BA | 1502000 | 3.5.1 | Boilers and UPVs | 12 | MO |  | 0
C007BB | 1502000 | 3.5.2 | Vertical Transportation Equipment (VTE) | 12 | MO |  | 0
|  | 3.6 | Other Recurring Services Program
C007BC | 1502000 | 3.6.1 | Exhaust Hoods and Ducts | 12 | MO |  | 0
C007BD | 1502000 | 3.6.2 | HVAC Water Testing and Treatment Services | 12 | MO |  | 0
C007BE | 1502000 | 3.6.3 | Boiler Water Testing and Treatment Services | 12 | MO |  | 0
C007BF | 1502000 | 3.6.11 | Miscellaneous Equipment | 12 | MO |  | 0
C007BG | 1502000 | 3.6.16 | Lift Station Maintenance | 12 | MO |  | 0
| 1503010 |  | Custodial
C007BA | 1503010 | 3.1 | Scheduled Services | 12 | MO |  | 0
C007BB | 1503010 | 3.2 | MTF Other/Special Cleaning Services (DHA) | 12 | MO |  | 0
| 1503020 |  | Pest Control
C007BC | 1503020 | 3.1 | Scheduled Pest Control | 12 | MO |  | 0
C007BD | 1503020 | 3.3 | Pest Management Reporting | 12 | MO |  | 0
| 1503030 |  | Integrated Solid Waste Management
C007BE | 1503030 | 3.1 - 3.5 | Recurring Work | 12 | MO |  | 0
| 1503050 |  | Grounds Maintenance and Landscaping
C007BF | 1503050 | 3.1 | Improved Grounds | 12 | MO |  | 0
C007BG | 1503050 | 3.4 | Outdoor Waste Collection | 12 | MO |  | 0
|  |  | DHA SUBTOTAL: |  |  |  | 0
C008 |  |  | DeCA (Defense Commissary Agency)
| 1502000 |  | Facility Investment
|  | 3.1 | Emergency, Urgent, and Routine (E/U/R) Work
C008AA |  | 3.1.2 | Urgent | 12 | MO |  | 0
|  | 3.1 | Preventive Maintenance (PM) Program
C008AB | 1502000 | 3.3.3 | Vertical Transportation Equipment (VTE) | 12 | MO |  | 0
|  | 3.4 | Integrated Maintenance Program (IMP)
C008AC | 1502000 | 3.4.2 | Fire Protection Systems | 12 | MO |  | 0
|  | 3.5 | Inspection, Testing, and Certification Program
C008AD | 1502000 | 3.5.2 | Vertical Transportation Equipment (VTE) | 12 | MO |  | 0
|  | 3.6 | Other Recurring Services Program
C008AE | 1502000 | 3.6.13 | Oil-Water Separators and Grease Traps Maintenance | 12 | MO |  | 0
| 1503020 |  | Pest Control
C008AE | 1503020 | 3.1 | Scheduled Pest Control | 12 | MO |  | 0
C008AF | 1503020 | 3.2 | Pest Control Service Orders | 12 | MO |  | 0
C008AG | 1503020 | 3.3 | Pest Management Reporting | 12 | MO |  | 0
| 1503030 |  | Integrated Solid Waste Management
C008AH | 1503030 | 3.1 - 3.5 | Recurring Work | 12 | MO |  | 0
|  |  | DeCA SUBTOTAL: |  |  |  | 0
C009 |  |  | DCS (Defense Courier Service)
| 1502000 |  | Facility Investment
|  | 3.4 | Integrated Maintenance Program (IMP)
C009AA | 1502000 | 3.4.2 | Fire Protection Systems | 12 | MO |  | 0
|  |  | DCS SUBTOTAL: |  |  |  | 0
C010 |  |  | DoDEA (Department of Defense Education Activity)
| 1503030 |  | Integrated Solid Waste Management
C010AA | 1503030 | 3.1 - 3.5 | Recurring Work | 12 | MO |  | 0
|  |  | DoDEA SUBTOTAL: |  |  |  | 0
C011 |  |  | DLA DISTRIBUTION
| 1502000 |  | Facility Investment
|  | 3.1 | Emergency, Urgent, and Routine (E/U/R) Work
C011AA | 1502000 | 3.1.1 | Emergency | 12 | MO |  | 0
C011AB | 1502000 | 3.1.2 | Urgent | 12 | MO |  | 0
C011AC | 1502000 | 3.1.3 | Routine | 12 | MO |  | 0
|  | 3.1 | Preventive Maintenance (PM) Program
C011AD | 1502000 | 3.3.3 3.5.2 | Vertical Transportation Equipment (VTE) | 12 | MO |  | 0
C011AE | 1502000 | 3.3.15 | Aboveground (AST) and Underground (UST) Storage Tanks | 12 | MO |  | 0
|  | 3.4 | Integrated Maintenance Program (IMP)
C011AF | 1502000 | 3.4.2 | Fire Protection Systems | 12 | MO |  | 0
|  | 3.5 | Inspection, Testing, and Certification Program
C011AG | 1502000 | 3.5.2 | Vertical Transportation Equipment (VTE) | 12 | MO |  | 0
|  | 3.6 | Other Recurring Services Program
C011AH | 1502000 | 3.6.4 | Solar Panel Maintenance | 12 | MO |  | 0
C011AJ | 1502000 | 3.6.5 | Gutter and Roof Inspections | 12 | MO |  | 0
C011AK | 1502000 | 3.6.12 | Fall Protection Lifeline Systems Inspection and Certification | 12 | MO |  | 0
| 1503020 |  | Pest Control
C011AL | 1503020 | 3.1 | Scheduled Pest Control | 12 | MO |  | 0
C011AM | 1503020 | 3.2 | Pest Control Service Orders | 12 | MO |  | 0
C011AN | 1503020 | 3.3 | Pest Management Reporting | 12 | MO |  | 0
| 1503030 |  | Integrated Solid Waste Management
C011AP | 1503030 | 3.1 - 3.5 | Recurring Work | 12 | MO |  | 0
|  |  | DLA DISTRIBUTION SUBTOTAL: |  |  |  | 0
C012 |  |  | DLA DISPOSITION
| 1503010 |  | Custodial
C012AA | 1503010 | 3.1 | Scheduled Services | 12 | MO |  | 0
| 1503020 |  | Pest Control
C012AB | 1503020 | 3.1 | Scheduled Pest Control | 12 | MO |  | 0
C012AC | 1503020 | 3.2 | Pest Control Service Orders | 12 | MO |  | 0
C012AD | 1503020 | 3.3 | Pest Management Reporting | 12 | MO |  | 0
|  |  | DLA DISPOSITION SUBTOTAL: |  |  |  | 0
C013 |  |  | NAVSUP FUELS - DLA ENERGY FUNDED
| 1502000 |  | Facility Investment
|  | 3.1 | Emergency, Urgent, and Routine (E/U/R) Work
C013AA | 1502000 | 3.1.1 | Emergency | 12 | MO |  | 0
C013AB | 1502000 | 3.1.2 | Urgent | 12 | MO |  | 0
C013AC | 1502000 | 3.1.3 | Routine | 12 | MO |  | 0
|  | 3.1 | Preventive Maintenance (PM) Program
C013AD | 1502000 | 3.3.2 | Lightning Arrestors and Grounding Devices | 12 | MO |  | 0
C013AE | 1502000 | 3.3.09 15 | Aboveground (AST) and Underground (UST) Storage Tanks | 12 | MO |  | 0
C013AF | 1502000 | 3.3.12 18 | Drinking Fountains/Water Coolers | 12 | MO |  | 0
C013AF | 1502000 | 3.3.16 23 | POL Fuel Depot Facilities and Distribution Systems | 12 | MO |  | 0
C013AG | 1502000 | 3.3.17 24 | Aviation Fuel Support Systems | 12 | MO |  | 0
C013AH | 1502000 | 3.3.18 25 | Vehicle Fueling Station Systems | 12 | MO |  | 0
|  | 3.4 | Integrated Maintenance Program (IMP)
C013AI | 1502000 | 3.4.2 | Fire Protection Systems | 12 | MO |  | 0
|  | 3.6 | Other Recurring Services Program
C013AK | 1502000 | 3.6.5 | Gutter and Roof Inspections | 12 | MO |  | 0
C013AL | 1502000 | 3.6.13 | Oil-Water Separators and Grease Traps Maintenance | 12 | MO |  | 0
| 1503010 |  | Custodial
C013AM | 1503010 | 3.1 | Scheduled Services | 12 | MO |  | 0
|  |  | NAVSUP FUELS - DLA ENERGY FUNDED SUBTOTAL: |  |  |  | 0
C014 |  |  | FAMILY HOUSING
| 1401000 |  | Family Housing
C014AA | 1401000 | 3.1 | Family Housing (FH) Maintenance and Repairs
C014AB | 1401000 | 3.1.1.1 | Emergency | 12 | MO |  | 0
C014AC | 1401000 | 3.1.1.2 | Urgent | 12 | MO |  | 0
C014AD | 1401000 | 3.1.1.3 | Routine | 12 | MO |  | 0
C014AE | 1401000 | 3.1.2 | Scheduled Roof Cleaning | 12 | MO |  | 0
| 1502000 |  | Facility Investment
|  | 3.1 | Preventive Maintenance (PM) Program
C014AF | 1502000 | 3.3.21 | Irrigation System | 12 | MO |  | 0
|  | 3.4 | Integrated Maintenance Program (IMP)
C014AG | 1502000 | 3.4.1 | HVAC and Refrigeration Systems | 12 | MO |  | 0
C014AH | 1502000 | 3.4.3 | Boilers and UPVs | 12 | MO |  | 0
|  | 3.6 | Other Recurring Services Program
C014AJ | 1502000 | 3.6.2 | HVAC Water Testing and Treatment Services | 12 | MO |  | 0
C014AK | 1502000 | 3.6.4 | Solar Panel Maintenance | 12 | MO |  | 0
| 1503010 |  | Custodial
C014AL | 1503010 | 3.1 | Scheduled Services | 12 | MO |  | 0
| 1503020 |  | Pest Control
C014AM | 1503020 | 3.1 | Scheduled Pest Control | 12 | MO |  | 0
C014AN | 1503020 | 3.2 | Pest Control Service Orders | 12 | MO |  | 0
C014AN | 1503020 | 3.2.1 | Unscheduled Pest Control Services | 12 | MO |  | 0
C014AP | 1503020 | 3.3 | Pest Management Reporting | 12 | MO |  | 0
| 1503030 |  | Integrated Solid Waste Management
C014AQ | 1503030 | 3.1 - 3.5 | Recurring Work | 12 | MO |  | 0
| 1503050 |  | Grounds Maintenance and Landscaping
C014AR | 1503050 | 3.1 | Improved Grounds | 12 | MO |  | 0
| 1503060 |  | Pavement Clearance
C014AS | 1503060 | 3.2 3.1 | Pavement Clearance Service Orders Improved Grounds | 12 | MO |  | 0
|  |  | FAMILY HOUSING SUBTOTAL: |  |  |  | 0
C015 |  |  | UNACCOMPANIED HOUSING
| 1402000 | 3 | Recurring Work
C015AA | 1402000 | 3.1 | Unaccompanied Housing (UH) Maintenance and Repairs | 12 | MO |  | 0
C015AB | 1402000 | 3.2 | Change of Occupancy Maintenance (COM) Services
C015AB | 1402000 | 3.2 | COM - Small BQ Units | 150 | EA |  | 0
C015AC | 1402000 | 3.2 | COM - Common Areas BQ Units | 200 | EA |  | 0
C015AD | 1402000 | 3.2 | Complete Painting - Small BQ Units | 150 | EA |  | 0
C015AE | 1402000 | 3.2 | Complete Painting - Common Areas BQ Units | 200 | EA |  | 0
C015AF | 1402000 | 3.3 | Laundry Room Servicing | 12 | MO |  | 0
|  |  | UNACCOMPANIED HOUSING SUBTOTAL: |  |  |  | 0
C016 |  |  | GLOBAL HAWK
| 1502000 |  | Facility Investment
|  | 3.1 | Emergency, Urgent, and Routine (E/U/R) Work
C016AA | 1502000 | 3.1.1 | Emergency | 12 | MO |  | 0
C016AB | 1502000 | 3.1.2 | Urgent | 12 | MO |  | 0
C016AC | 1502000 | 3.1.3 | Routine | 12 | MO |  | 0
|  | 3.1 | Preventive Maintenance (PM) Program
C016AD | 1502000 | 3.3.1 | Interior and Exterior Lighting Systems | 12 | MO |  | 0
C016AE | 1502000 | 3.3.2 | Lightning Arrestors and Grounding Devices | 12 | MO |  | 0
C016AF | 1502000 | 3.3.4 | Compressed Air Systems | 12 | MO |  | 0
C016AG | 1502000 | 3.3.5 | Auxiliary Generators | 12 | MO |  | 0
C016AH | 1502000 | 3.3.6 | Uninterruptable Power Supply Systems (UPS) | 12 | MO |  | 0
C016AJ | 1502000 | 3.3.13 | Facility Electric Systems | 12 | MO |  | 0
C016AK | 1502000 | 3.3.15 | Aboveground (AST) and Underground (UST) Storage Tanks | 12 | MO |  | 0
C016AL | 1502000 | 3.3.16 | Overhead and Roll-Up Doors | 12 | MO |  | 0
C016AM | 1502000 | 3.3.17 | Hangar Door | 12 | MO |  | 0
C016AN | 1502000 | 3.3.18 | Drinking Fountains/Water Coolers | 12 | MO |  | 0
C016AP | 1502000 | 3.3.20 | Emergency Eyewash Station | 12 | MO |  | 0
C016AQ | 1502000 | 3.3.25 | Vehicle Arrestor System | 12 | MO |  | 0
C016AR | 1502000 | 3.3.26 | Flood Gate | 12 | MO |  | 0
| 1502000 | 3.4 | Integrated Maintenance Program (IMP)
C016AS | 1502000 | 3.4.1 | HVAC and Refrigeration Systems | 12 | MO |  | 0
C016AT | 1502000 | 3.4.2 | Fire Protection Systems | 12 | MO |  | 0
C016AU | 1502000 | 3.4.3 | Boilers and UPVs | 12 | MO |  | 0
|  | 3.5 | Inspection, Testing, and Certification Program
C016AV | 1502000 | 3.5.1 3.4.3 | Boilers and UPVs | 12 | MO |  | 0
Other Recurring Services Program
C016AW | 1502000 | 3.6.2 | HVAC Water Testing and Treatment Services | 12 | MO |  | 0
C016AX | 1502000 | 3.6.3 | Boiler Water Testing and Treatment Services | 12 | MO |  | 0
C016AY | 1502000 | 3.6.4 | Solar Panel Maintenance | 12 | MO |  | 0
C016AZ | 1502000 | 3.6.6 | Gutter Maintenance | 12 | MO |  | 0
C016BA | 1502000 | 3.6.14 15 | Fire Extinguisher Inspection and Maintenance | 12 | MO |  | 0
C016BB | 1502000 | 3.6.15 | Lift Station Maintenance | 12 | MO |  | 0
| 1503010 |  | Custodial
C016BC | 1503010 | 3.1 | Scheduled Services | 12 | MO |  | 0
| 1503020 |  | Pest Control
C016BD | 1503020 | 3.1 | Scheduled Pest Control | 12 | MO |  | 0
C016BE | 1503020 | 3.2 | Pest Control Service Orders | 12 | MO |  | 0
C016BF | 1503020 | 3.3 | Pest Management Reporting | 12 | MO |  | 0
| 1503030 |  | Integrated Solid Waste Management
C016BG | 1503030 | 3.1 - 3.5 | Recurring Work | 12 | MO |  | 0
|  |  | GLOBAL HAWK SUBTOTAL: |  |  |  | 0
C017 |  |  | NCIS
| 1502000 |  | Facility Investment
| 1502000 | 3.4 | Integrated Maintenance Program (IMP)
C017AA | 1502000 | 3.4.2 | Fire Protection Systems | 12 | MO |  | 0
| 1503010 |  | Custodial
C017AB | 1503010 | 3.1 | Scheduled Services | 12 | MO |  | 0
|  |  | NCIS SUBTOTAL: |  |  |  | 0
C018 |  |  | NAVY LODGE
| 1502000 |  | Facility Investment
|  | 3.1 | Emergency, Urgent, and Routine (E/U/R) Work
C018AA | 1502000 | 3.1.1 | Emergency | 12 | MO |  | 0
C018AB | 1502000 | 3.1.2 | Urgent | 12 | MO |  | 0
C018AC | 1502000 | 3.1.3 | Routine | 12 | MO |  | 0
| 1502000 | 3.4 | Integrated Maintenance Program (IMP)
C018AD | 1502000 | 3.4.2 | Fire Protection Systems | 12 | MO |  | 0
|  |  | NAVY LODGE SUBTOTAL: |  |  |  | 0
C019 |  |  | NGIS
| 1502000 |  | Facility Investment
|  | 3.1 | Emergency, Urgent, and Routine (E/U/R) Work
C019AA | 1502000 | 3.1.1 | Emergency | 12 | MO |  | 0
C019AB | 1502000 | 3.1.2 | Urgent | 12 | MO |  | 0
C019AC | 1502000 | 3.1.3 | Routine | 12 | MO |  | 0
| 1503010 |  | Custodial
C019AD | 1503010 | 3.1 | Scheduled Services | 12 | MO |  | 0
| 1503030 |  | Integrated Solid Waste Management
C019AE | 1503030 | 3.1 - 3.5 | Recurring Work | 12 | MO |  | 0
| 1503050 |  | Ground Maintenance and Landscaping
C019AF | 1503050 | 3.4 | Outdoor Waste Collection | 12 | MO |  | 0
|  |  | NGIS SUBTOTAL: |  |  |  | 0
C020 |  |  | SPACE FORCE
| 1502000 |  | Facility Investment
|  | 3.1 | Emergency, Urgent, and Routine (E/U/R) Work
C020AA | 1502000 | 3.1.1 | Emergency | 12 | MO |  | 0
C020AB | 1502000 | 3.1.2 | Urgent | 12 | MO |  | 0
C020AC | 1502000 | 3.1.3 | Routine | 12 | MO |  | 0
|  | 3.1 | Preventive Maintenance (PM) Program
C020AD | 1502000 | 3.3.5 | Auxiliary Generators | 12 | MO |  | 0
C020AE | 1502000 | 3.3.13 | Facility Electric Systems | 12 | MO |  | 0
C020AF | 1502000 | 3.3.18 | Drinking Fountains/Water Coolers | 12 | MO |  | 0
| 1502000 | 3.4 | Integrated Maintenance Program (IMP)
C020AG | 1502000 | 3.4.1 | HVAC and Refrigeration Systems | 12 | MO |  | 0
C020AH | 1502000 | 3.4.2 | Fire Protection Systems | 12 | MO |  | 0
C020AJ | 1502000 | 3.4.3 | Boilers and UPVs | 12 | MO |  | 0
Other Recurring Services Program
C020AK | 1502000 | 3.6.2 | HVAC Water Testing and Treatment Services | 12 | MO |  | 0
C020AL | 1502000 | 3.6.4 | Solar Panel Maintenance | 12 | MO |  | 0
| 1503010 |  | Custodial
C020AM | 1503010 | 3.1 | Scheduled Services | 12 | MO |  | 0
| 1503020 |  | Pest Control
C020AN | 1503020 | 3.1 | Scheduled Pest Control | 12 | MO |  | 0
C020AP | 1503020 | 3.2 | Pest Control Service Orders | 12 | MO |  | 0
C020AQ | 1503020 | 3.3 | Pest Management Reporting | 12 | MO |  | 0
| 1503030 |  | Integrated Solid Waste Management
C020AR | 1503030 | 3.1 - 3.5 | Recurring Work | 12 | MO |  | 0
|  |  | SPACE FORCE SUBTOTAL: |  |  |  | 0
C021 |  |  | DLA ENERGY
| 1503010 |  | Custodial
C021AA | 1503010 | 3.1 | Scheduled Services | 12 | MO |  | 0
| 1503020 |  | Pest Control
C021AA | 1503020 | 3.1 | Scheduled Pest Control | 12 | MO |  | 0
C021AB | 1503020 | 3.3 | Pest Management Reporting | 12 | MO |  | 0
|  |  | DLA ENERGY SUBTOTAL: |  |  |  | 0
C022 |  |  | MWR (Morale, Welfare, and Recreation)
| 1502000 |  | Facility Investment
|  | 3.6 | Other Recurring Services Program
C022AE | 1502000 | 3.6.1 | Exhaust Hoods and Ducts | 12 | MO |  | 0
C022AG | 1502000 | 3.6.13 | Oil-Water Separators and Grease Traps Maintenance | 12 | MO |  | 0
|  |  | MWR SUBTOTAL: |  |  |  | 0
C023 |  |  | NEXCOM (Navy Exchange)
| 1502000 |  | Facility Investment
|  | 3.6 | Other Recurring Services Program
C023AA | 1502000 | 3.6.1 | Exhaust Hoods and Ducts | 12 | MO |  | 0
|  |  | NEXCOM SUBTOTAL: |  |  |  | 0
TOTAL FOR LINE ITEM 0005 - 2ND OPTION YEAR - RECURRING WORK (ELINs C001 THROUGH C023 C021) | [6 empty] | 0
SECTION J
EXHIBIT A
Unit Price Per Linear Foot to Provide Red Wood or Cedar Fence Including Dog Ear Fence Boards, Posts, Rails, Braces and all Hardware.
Fence Board Height of 6'
Unit Price Per Linear Foot to Provide Reconditioning and Maintenance Service for Barbwire Fence.
Unit Price Per Linear Foot to Provide Red Wood or Cedar Fence Including Dog Ear Fence Boards, Posts, Rails, Braces and all Hardware.
Fence Board Height of 6'
Unit Price Per Linear Foot to Provide Reconditioning and Maintenance Service for Ornamental Steel Fence.
Unit Price Per Linear Foot to Provide Red Wood or Cedar Fence Including Dog Ear Fence Boards, Posts, Rails, Braces and all Hardware.
Fence Board Height of 6'
Unit Price Per Linear Foot to Provide Reconditioning and Maintenance Service for Wood Fence.
PROVIDE A UNIT PRICE FOR THE REMOVAL AND DISPOSAL OF FENCE COMPLETE, FENCE POSTS, BARBWIRE, BARBED TAPE.
IN ACCORDANCE WITH SECTION C, C.10.1.l
ELIN A001EW through A001FI
Unit Price Per Linear Foot to Provide Red Wood or Cedar Fence Including Dog Ear Fence Boards, Posts, Rails, Braces and all Hardware.
Fence Board Height of 6'
Unit Price Per Linear Foot to Provide Removal Service for Chain link Fence.
Including Fabric, Posts, Gates, Rails, Tension Wire, Barbwire/Barbed Tape.
Unit Price Per Linear Foot to Provide Red Wood or Cedar Fence Including Dog Ear Fence Boards, Posts, Rails, Braces and all Hardware.
Fence Board Height of 6'
Unit Price Per Linear Foot to Provide Removal Service for Chain link Fence Gates including tracks (not posts).
Unit Price Per Linear Foot to Provide Red Wood or Cedar Fence Including Dog Ear Fence Boards, Posts, Rails, Braces and all Hardware.
Fence Board Height of 6'
Unit Price Per Linear Foot to Provide Removal Service for Ornamental Steel Fence. Including Posts and Gates
Unit Price Per Linear Foot to Provide Red Wood or Cedar Fence Including Dog Ear Fence Boards, Posts, Rails, Braces and all Hardware.
Fence Board Height of 6'
Unit Price Per Linear Foot to Provide Removal Service for Wood Fence. Including Posts and Gates.
Unit Price Per Linear Foot to Provide Red Wood or Cedar Fence Including Dog Ear Fence Boards, Posts, Rails, Braces and all Hardware.
Fence Board Height of 6'
Unit Price Per Linear Foot to Provide Removal Service for Barbwire Fence. Including Posts and all wire.
Unit Price Per Linear Foot to Provide Red Wood or Cedar Fence Including Dog Ear Fence Boards, Posts, Rails, Braces and all Hardware.
Fence Board Height of 6'
Unit Price Each to Provide Removal Service for Fence Posts. Including Posts Footing with Braces and Supports as Required.
Unit Price Per Linear Foot to Provide Red Wood or Cedar Fence Including Dog Ear Fence Boards, Posts, Rails, Braces and all Hardware.
Fence Board Height of 6'
Unit Price Each to Provide Removal Service for Fence Posts. Post Cut-off Flush.
Unit Price Per Linear Foot to Provide Red Wood or Cedar Fence Including Dog Ear Fence Boards, Posts, Rails, Braces and all Hardware.
Fence Board Height of 6'
Unit Price Each to Provide Removal Service for Fence Posts. Driven Post.
Unit Price Per Linear Foot to Provide Red Wood or Cedar Fence Including Dog Ear Fence Boards, Posts, Rails, Braces and all Hardware.
Fence Board Height of 6'
Unit Price Each to Provide Removal Service for Fence Posts. Including Posts Footing with Braces and Supports as Required.
Posts Set in Concrete/Asphalt.
Unit Price Per Linear Foot to Provide Red Wood or Cedar Fence Including Dog Ear Fence Boards, Posts, Rails, Braces and all Hardware.
Fence Board Height of 6'
Unit Price Per Square Foot to Patch and Refinish Concrete or Asphalt Surface.
Surface Depth to Match Surrounding.
Unit Price Each to Remove and Dispose of or Save and Store (for reuse) Barbwire Single Arm Support.
Unit Price Each to remove and Dispose of or Save and Store (for reuse) Barbwire Double (V) Arm Support.
Lump Sum Price for the recycling of removed materials. Based on a Percentage Added to Removal Item Ordered
SECTION J
EXHIBIT A
Lump Sum Price for the Recycling of Removed Materials. Based on a Percentage Added to Removal Item Ordered, ELIN A001EK to A001EW. Figured on a Quantity of 1,000. The Quantity Provided is for Establishing the Percentage Rate Only.
PROVIDE A UNIT PRICE TO PERFORM EXPEDITED SERVICES.
IN ACCORDANCE WITH SECTION C, C.10.2
ELIN A001FJ
Lump Sum Price for Expedited Maintenance and Repair Services. Based on a Percentage Added to Task Order Total. Figured on a Quantity of 1,000. The Quantity Provided is for Establishing the Percentage Rate Only.
SECTION J
EXHIBIT A
SECTION J
EXHIBIT A
PROVIDE A UNIT PRICE FOR THE RENTAL OF TEMPORARY CHAIN LINK FENCE.
IN ACCORDANCE WITH SECTION C, C.10.3
ELIN A001FK THROUGH A001FP
Unit Price Per Linear Foot to Provide Red Wood or Cedar Fence Including Dog Ear Fence Boards, Posts, Rails, Braces and all Hardware.
Fence Board Height of 6'
Unit Price Per Linear Foot to Provide Temporary Chain link Fence.
6' Fence Height
Driven Posts
Unit Price Per Linear Foot to Provide Red Wood or Cedar Fence Including Dog Ear Fence Boards, Posts, Rails, Braces and all Hardware.
Fence Board Height of 6'
Unit Price Per Linear Foot to Provide Temporary Chain link Fence.
12' Panel, 6' Height
Driven Posts
Unit Price Per Linear Foot to Provide Red Wood or Cedar Fence Including Dog Ear Fence Boards, Posts, Rails, Braces and all Hardware.
Fence Board Height of 6'
Unit Price Per Linear Foot to Provide Temporary Chain link Fence.
12' Panel, 6' Height, Free-Standing
Unit Price Per Linear Foot to Provide Red Wood or Cedar Fence Including Dog Ear Fence Boards, Posts, Rails, Braces and all Hardware.
Fence Board Height of 6'
Unit Price Per Linear Foot to Provide Red Wood or Cedar Fence Including Dog Ear Fence Boards, Posts, Rails, Braces and all Hardware.
Fence Board Height of 6'
Unit Price Per Linear Foot to Provide Temporary Chain link Fence.
Driven Posts
With Barbwire, 7' Fence Height
Unit Price Per Linear Foot to Provide Red Wood or Cedar Fence Including Dog Ear Fence Boards, Posts, Rails, Braces and all Hardware.
Fence Board Height of 6'
Unit Price Per Linear Foot to Provide Temporary Chain link Fence.
12' Panel, With Barbwire, 7' Height
Driven Posts
Unit Price Per Linear Foot to Provide Red Wood or Cedar Fence Including Dog Ear Fence Boards, Posts, Rails, Braces and all Hardware.
Fence Board Height of 6'
Unit Price Per Linear Foot to Provide Temporary Chain link Fence.
12' Panel, With Barbwire, 7' Height,
Free-Standing

## CLIN 006 - 2nd OP - NRW
ATTACHMENT J-0200000-12 XX
EXHIBIT LINE ITEM NUMBERS
SOLICITATION/CONTRACT # N62470-25-R-0020 XX-R-00XX
EXHIBIT C A - SECOND OPTION BASE PERIOD - NON-RECURRING WORK
CLIN 0006
Non-Recurring Work Price - 2nd Option Period
PROVIDE PRICES TO PERFORM NON-RECURRING WORK - IN ACCORDANCE WITH SECTION C, SPEC ITEM 4, AND TO PRICE ADDITIONS AND DELITIONS TO THE RECURRING WORK REQUIREMENTS - IN ACCORDANCE WITH ANNEX 0200000, SPEC ITEM 2.14.1, RECURRING WORK PREPARATION OF PROPOSAL
ELINs C700 THROUGH C1032
ELIN | Annex/Sub-Annex | Short Description | Long Description | Unit Price (USD) | Unit of Issue | Estimated Quantities | Extended Price (USD)
UNIT PRICED TASK (UPT) WORK
| 200000 |  | Management and Administration
C700 |  | Naval Hospital Disaster Exercise Staff Support Requirements | Provide labor, management, supervision, tools, material and equipment to provide onsite labor at Building 273, NAS I, to support Naval Hospital disaster exercises within response and completion times specified in J-0200000-10, Naval Hospital Disaster Exercise Support Requirements (Non-Recurring/IDIQ), Section J. Respond within 1 working day or as specified in the orders. |  | EA | 5 | 0
C701-C705 | Reserved
| 1401000 |  | Family Housing
C706 |  | FH Change of Occupancy Maintenance (COM) | Provide labor, management, supervision, tools, material and equipment to perform Change of Occupancy Maintenance including all requirements per J-1401000-07 Performance Objectives and Standards, J-1401000-08 Change of Occupancy Maintenance Notice of Vacancy and Work Completion, J-1401000-09 FH Change of Occupancy Maintenance Checklist, and J-1401000-10 Listing of FH Change of Occupancy Maintenance Tasks, Section J, at the ordered location. Complete all work within 3 working days or as specified in the order. |  | EA | 4 | 0
C707 |  | FH Bathtub Replacement | Provide labor, management, supervision, tools, material and equipment to replace a bathtub with a new commercial grade fixture including removal of existing tub and installation of new shower valves and caulking at the ordered location. Where appropriate, single handle control valves shall be used. Complete all work within 3 working days during COM or as specified in the order. |  | EA | 4 | 0
C708 |  | FH Bathtub Liner Replacement | Provide labor, management, supervision, tools, material and equipment to replace a bathtub liner with a new commercial grade to match existing tub color including removal of existing liner and caulking of joints at the ordered location. Finished product shall be free of voids, loose spots, and cover tub from edge to edge and floor. Complete all work within 3 working days during COM or as specified in the order. |  | EA | 4 | 0
C709 |  | FH Bathtub and Shower Control Valves Replacement | Provide labor, management, supervision, tools, material and equipment to replace bathtub and shower control valves having new commercial grade bright chrome finish to match existing including removal of existing valves and caulking of joints at the ordered location. Complete all work within 3 working days during COM or as specified in the order. |  | EA | 8 | 0
C710 |  | FH Kitchen Sink Replacement | Provide labor, management, supervision, tools, material and equipment to replace a kitchen sink with new sink to match existing to include removal of existing sink, single chrome finish control high spout kitchen faucet with spray arm, continuous waste drain and p-trap at the ordered location. Completed installation shall be free of leaks and present a finished appearance. Complete all work within 3 working days during COM or as specified in the order. |  | EA | 4 | 0
C711 |  | FH Countertop Replacement | Provide labor, management, supervision, tools, material and equipment to replace a countertop to include removal of existing top, removal and reinstallation of sink, and installation of new granite top as specified, sealing/grouting of joints per manufacturer's recommendations, 10 centimeter back splash, and drip edge at the ordered location. Complete all work within 3 working days during COM or as specified in the order. |  | EA | 4 | 0
C712 |  | FH Cabinet Doors Replacement | Provide labor, management, supervision, tools, material and equipment to replace cabinet doors with new doors to match existing door style, materials and finish to include removal of existing doors, new hinges, latch and handle hardware at the specified location. Complete all work within 3 working days during COM or as specified in the order. |  | EA | 4 | 0
C713 |  | FH Exhaust Hood Replacement | Provide labor, management, supervision, tools, material and equipment to replace a range exhaust hood with new hood to match existing to include removal of existing hood at the ordered location. New hood shall be complete with removable washable filtering element, 3 speed fan, and 2 level light. Complete all work within 3 working days during COM or as specified in the order. |  | EA | 4 | 0
C714 |  | FH Screen Door Replacement | Provide labor, management, supervision, tools, material and equipment to replace an exterior screen door with new aluminum security type door (approx. 210 x 85 centimeters) to match existing opening to include removal of existing door, new deadbolt locking system and minimum of 2 sets of keys at the ordered location. Complete all work within 3 working days during COM or as specified in the order. |  | EA | 4 | 0
C715 |  | FH Door Replacement (Exterior and Interior) | Provide labor, management, supervision, tools, material and equipment to replace an exterior or interior door with new door to match existing style, wood species and finish to include removal of existing door, touchup of scratches and nicks in adjoining frame, and reinstallation of existing hardware where unrepairable at the ordered location. Exterior doors shall be solid core (not core filled) and replaced the same day work is started. Metal exterior doors shall meet the industrial standards requirements for thermos insulated pre-factory finished exterior doors and frames. Doors shall be plumbed and planed (to include appropriate bevel) to provide a minimum 3 millimeter finished clearance between door and adjoining head and jambs, and trimmed to provide adequate clearance above the floor. Complete all work within 3 working days during COM or as specified in the order. |  | EA | 10 | 0
C716 |  | FH Ceramic Tile Replacement | Provide labor, management, supervision, tools, material and equipment to replace ceramic tile with new tile to match existing on floors, walls, and window stools where broken, missing, cracked or discolored to include removal of existing tiles and grouting of new tiles at the ordered location. Marble saddles shall be replaced where damaged. Floor tiles shall be grouted as required to provide a waterproof seal. Where exact match is no longer available, remove and replace nondefective tiles to create a pattern to minimize visual effect of the style/color mismatch. Complete all work within 3 working days during COM or as specified in the order. |  | SM | 300 | 0
C717 |  | FH Terrazzo Tile Replacement | Provide labor, management, supervision, tools, material and equipment to replace terrazzo tile with new tile to match existing where broken, missing, cracked, spalled or discolored to include removal of defective tiles and grouting of new tiles at the ordered location. Floor tiles shall be regrouted as required to provide a waterproof seal. Where exact match is no longer available, remove and replace nondefective tiles to create a pattern to minimize visual effect of the style/color mismatch. Complete all work within 3 working days during COM or as specified in the order. |  | SM | 300 | 0
C718-C729 | Reserved
| 1402000 |  | Unaccompanied Housing
C730 |  | Bachelor Quarters Small Unit COM (Single Bedroom) | Provide labor, management, supervision, tools, material and equipment to perform complete Change of Occupancy Maintenance in a small BQ unit including all requirements per J-1402000-04 Change of Occupancy Maintenance Objectives and Standards and J-1402000-05 Listing of Change of Occupancy Maintenance Tasks in Section J at the ordered location. Complete all work within 2 working days during COM or as specified in the order. |  | EA | 50 | 0
C731 |  | Bachelor Quarters Common Area COM (Kitchette/Bathroom) | Provide labor, management, supervision, tools, material and equipment to perform complete Change of Occupancy Maintenance in a BQ unit common area including all requirements per J-1402000-04 Change of Occupancy Maintenance Objectives and Standards and J-1402000-05 Listing of Change of Occupancy Maintenance Tasks in Section J at the ordered location. Complete all work within 2 working days during COM or as specified in the order. |  | EA | 40 | 0
C732 |  | Bachelor Quarters Small Unit Painting (Single Bedroom) | Provide labor, management, supervision, tools, material and equipment to perform complete painting of a BQ small unit at the designated location. Complete all work within 2 working days during COM or as specified in the order. |  | EA | 50 | 0
C733 |  | Bachelor Quarters Common Area Painting (Kitchette/Bathroom) | Provide labor, management, supervision, tools, material and equipment to perform complete painting of a BQ common area including labor and materials at the designated location. Complete all work within 2 working days during COM or as specified in the order. |  | EA | 40 | 0
C734-C749 | Reserved
| 1502000 |  | Facility Investment
C750 |  | Roof Surface Cleaning | Provide labor, management, supervision, tools, material and equipment to clean entire surfaces of a facility roof including strainer(s) at the designated location. Complete all work within 3 working days or as specified in the order. |  | SM | 3000 | 0
C751 |  | Multi-story Roof Gutter Cleaning | Provide labor, management, supervision, tools, material and equipment to clean all roof gutters on a multi-story facility roof including downspouts and any underground drainage systems at the designated location(s). Work includes realigning and resecuring of gutters and downspouts where loose, sealing where leaking, and repair or replacement where damaged or missing. Complete all work within 3 working days or as specified in the order. |  | MR | 3000 | 0
C752 |  | Interior Painting | Provide labor, management, supervision, tools, material and equipment to paint interior surfaces of facilities using washable interior latex paint having a flat, semi-gloss or gloss finish and color as specified in the task order. Work includes surface preparation, priming and application of 2 finish coats of paint. All products shall be lead-free, odorless, nontoxic, and compatible with surfaces where being used. Complete all work within 3 working days or as specified in the order. |  | SM | 2000 | 0
C753 |  | Exterior Painting | Provide labor, management, supervision, tools, material and equipment to paint exterior surfaces of facilities using acrylic resin exterior type paint with and without quartz having a flat, semi-gloss or gloss finish and color as specified in the task order. Work includes surface preparation, priming and application of 2 roller applied finish coats of paint. All products shall be lead-free, odorless, nontoxic, and compatible with surfaces where being used. Complete all work within 3 working days or as specified in the order. |  | SM | 2000 | 0
C754 |  | Septic Tank Sludge Removal | Provide labor, management, supervision, tools, material and equipment to remove, weight and dispose of sludge from septic tanks at the designated location(s). Work includes pumping, removal of sludge, disposal of sludge and all transportation and disposal costs. Minimum quantity 500Kg. Sewage pipe cleaning not included. Complete all work within 3 working days or as specified in the order. |  | KG | 19500 | 0
C755 |  | Magnetic Key Card Locking Mechanism Replacement | Provide labor, management, supervision, tools, material and equipment to replace magnetic key card locksets in doors per technical specification 1502000, Section C. Complete all work within 1 working days or as specified in the order. |  | EA | 10 | 0
C756 |  | Portable Toilet Cabin | Provide labor, management, supervision, tools, material and equipment required to provide, deliver, clean and service portable toilet cabin(s) to specified location(s). Unit price per day/per toilet. General characteristics of the toilet cabins shall be as follows: Chemical operating WC; Thermosetting plastic composition white walls; Anti-skid plastic composition footboard; Sling hook for crane; Air grids and locks; Male/female external selector; Soap and toilet paper dispensers; Cleaning brush; Pedal flush; Pedal sink faucet; Mirror, Anti-vandalism door. Autonomy: approx. 250 uses. The Contractor shall clean and service portable toilet cabin(s) once per day as specified in the order to ensure all surfaces are cleaned, disinfected and deodorized, supplies are restocked, waste is removed and disposed of, and chemical are provided. The Contractor shall dispose of waste resulting from the use of portable toilet cabin(s) in accordance with all applicable Italian regulations. Portable toilet cabin(s) shall be removed within 1 working day past requirement termination. Delivery shall be completed within 2 calendar days or as specified in the order. Cost is based on a minimum 3 calendar days per unit (unit cost shall be per calendar day). |  | EA | 25 | 0
C757 |  | Bathroom Fixtures Replacement - Soap Dispenser | Provide labor, management, supervision, tools, material and equipment to supply and install new stainless steel soap dispenser. Provide customer with standard pre-approved fixture cut-sheets prior to installation for review. Complete all work within 3 working days or as specified in the order. |  | EA | 38 | 0
C758 |  | Bathroom Fixtures Replacement - Paper Towel Dispenser | Provide labor, management, supervision, tools, material and equipment to supply and install new stainless steel paper towel dispenser. Provide customer with standard pre-approved fixture cut-sheets prior to installation for review. Complete all work within 3 working days or as specified in the order. |  | EA | 38 | 0
C759 |  | Bathroom Fixtures Replacement - Toilet Paper Dispenser | Provide labor, management, supervision, tools, material and equipment to supply and install new stainless steel toilet paper dispenser. Provide customer with standard pre-approved fixture cut-sheets prior to installation for review. Complete all work within 3 working days or as specified in the order. |  | EA | 38 | 0
C760 |  | Leak Detection Services | Provide labor, management, supervision, tools, material and equipment to perform acoustic or other types of testing to find leaks and other subsurface utilities up to 100 linear meters. Contractor shall submit results of testing in duplicate hard copy format consistent with accepted standards and practices indicating locations o potential leaks. Complete all work within 2 working days or as specified in the order. |  | EA | 14 | 0
C761 |  | Video Inspection | Provide labor, management, supervision, tools, material and equipment required to perform video inspection of pipes and other confined spaces with video equipment up to 100 linear meters. Provide inspections results on DVD for government review and approval in duplicate prior to finalizing payment. Complete all work within 2 working days or as specified in the order. |  | EA | 14 | 0
C762 |  | Manlift Rental with Operator | Provide labor, management, supervision, tools, material and equipment required to rent manlift including operator per day. Manlift boom length shall be up to 35 meters. Contractor shall submit site-specific fall protection plan and provide daily safety and operational brief for personnel. This item is restricted to Public Works Department ordering. Complete all work within 2 working days or as specified in the order. |  | DA | 35 | 0
C763 |  | Hangar High Bay LED Lighting Fixture Replacement | Provide labor, management, supervision, tools, material and equipemnt required to replace 10-15 meters high hangar lighting. This requirment includes the use of appropriate equipment like scissor lift, scaffolding, or bucket truck (must be able to reach between 10 and 15 meters high depending on the hangar location). The Contractor shall follow all safety procedures for working at heights, such as using harnesses and ensuring proper fall protection is in place. Lights are up to 2500lumen, 400W each (230V/110V depending on the location). The Contractor shall replace entire lighting fixtures IAW manufacturers’ recommended procedures and OEM standards. Complete all work within 2 working days or as specified in the order. |  | EA | 50 | 0
C764 |  | Roads and Parking Lots Maintenance - Asphalt | Provide labor, management, supervision, tools, material and equipemnt required to road and parking lots maintenance and reparis, to include repair of of potholes on asphal roads. Tasks include but are not limited to: i. Preparation: a. - Identify and Mark: Locate the pothole and mark the area to be repaired, usually extending slightly beyond the damaged area. b. Remove Debris: - Clear the pothole of loose material, water, and any debris that might hinder the repair. c. Cut and Excavate: If necessary, cut the edges of the pothole to create a square or rectangular shape and remove damaged pavement to reach a stable base. d. Trim and Compact Base: Ensure the base of the pothole is trimmed and compacted for proper support. ii. Application: a. Tack Coat: Apply a bonding agent (tack coat) to the edges of the excavation to ensure a strong bond between the existing pavement and the new patching material. b. Fill with Patching Material: Backfill the pothole with appropriate patching material, which could be hot mix asphalt or a heated cold mix. iii. Compaction: Compact the patching material thoroughly using a roller, plate compactor, or other suitable equipment. iv. Finishing: a. Seal Joints: Seal the edges of the patch to prevent water infiltration. b. Clean Up: Remove any excess material or debris from the repaired area. c. Restriping: Where needed, restripe horizontal markings (road limits, stop signs and/or pedestrian crossing lines and similar). Complete all work within 5 working days or as specified in the order. |  | SM | 1500 | 0
C765 |  | Roads and Parking Lots Maintenance | Provide labor, management, supervision, tools, material and equipemnt required to road and parking lots maintenance and reparis, to include repair of of potholes, bumps and erosion on dirt road. Tasks include but are not limited to: i. Grading: Level the road surface, removing ruts and wash boarding, and reshaping the road crown ii. Pothole Patching: Backfill potholes with approved material for the area involved iii Drainage Maintenance: Clearing ditches and culverts to ensure water can flow freely away from the road surface iv. Shoulder Maintenance: Provide a stable edge to the road and ensure proper drainage Complete all work within 5 working days or as specified in the order. |  | SM | 2500 | 0
C766 |  | Pressure Washing Service - Dirt Road | Provide labor, management, supervision, tools, materials, and equipment required to perform pressure washing of asphalt and concrete roads, parking areas, sidewalks, exterior stairs, and exterior walls at designated locations. This includes the removal of debris, dirt, grime, oil, grease, moss, algae, mildew, and other surface contaminants. Surfaces shall be pre-treated as necessary to ensure effective cleaning while preventing damage." This may require work after normal working hours to prevent disruption to operations. Complete all work within 3 working days or as specified in the order. |  | SM | 2000 | 0
C767-C779 | Reserved
| 1503010 |  | Custodial
C780 |  | Vacuum Carpets and Rugs | Provide labor, management, supervision, tools, material, and equipment required to vacuum carpets and rugs to ensure they are clean. Complete all work within 3 working days or as specified in the order. |  | SM | 500 | 0
C781 |  | Carpet and Rug Deep Cleaning | Provide labor, management, supervision, tools, material, and equipment required to carpet and rug deep cleaning. The Contractor shall deep clean carpets and rugs to ensure that floors are clean and sightly. Acceptable methods for deep cleaning include shampooing, chemical extraction, steam cleaning, and other similar deep cleaning processes. Complete all work within 3 working days or as specified in the order. |  | SM | 500 | 0
C782 |  | Machine Scrub Floors | Provide labor, management, supervision, tools, material, and equipment required to machine scrub floors. Floor surfaces, including joints and corners, are clean and sightly, without embedded dirt, cleaning solution, film debris, stains, marks, wads of gum, tar and similar substances. Complete all work within 3 working days or as specified in the order. |  | SM | 1000 | 0
C783 |  | Damp Mop Floors | Provide labor, management, supervision, tools, material, and equipment required to damp mop floors. Kitchen and restroom floors shall be sanitized. This service includes the floors to be swept prior to wet-mopping. Complete all work within 3 working days or as specified in the order. |  | SM | 1000 | 0
C784 |  | Low Area Cleaning | Provide labor, management, supervision, tools, material, and equipment required to clean low areas. All dust and debris shall be removed. Low area cleaning includes all furniture and fixtures (e.g., doors, partitions, radiators, equipment, hand railings in stairways, grills, ledges, sills, walls, doors, light fixtures, chalk and dry boards and trays, miscellaneous hardware and bright metal work, and similar dust catching surfaces) to a maximum height of 2.1 meters above floor level. Complete all work within 3 working days or as specified in the order. |  | SM | 1000 | 0
C785 |  | High Area Cleaning | Provide labor, management, supervision, tools, material, and equipment required to clean high areas. High area cleaning includes all areas that are vertical and horizontal above 2.1 meters and can exceed 4 meters from floor level. Cleaning may be performed with extension tools or step ladders. All dust and debris shall be removed. Surfaces below the work shall be protected from dust and debris. Complete all work within 3 working days or as specified in the order. |  | SM | 1000 | 0
C786 |  | Interior Window Cleaning | Provide labor, management, supervision, tools, material, and equipment required to clean interior window surfaces and adjacent areas to ensure that surfaces are clean. The Contractor's cleaning techniques and products shall protect the integrity of the glass surface and finish and adjacent areas. Complete all work within 3 working days or as specified in the order. |  | SM | 1000 | 0
C787 |  | Exterior Ground Floor Window Cleaning | Provide labor, management, supervision, tools, material, and equipment required to clean exterior window surfaces and adjacent areas to ensure that surfaces are clean. The Contractor's cleaning techniques and products shall protect the integrity of the glass surface and finish and adjacent areas. Complete all work within 3 working days or as specified in the order. |  | SM | 500 | 0
C788 |  | Exterior Elevated Floor Window Cleaning | Provide labor, management, supervision, tools, material, and equipment required to clean exterior window surfaces above ground floors and adjacent areas to ensure that surfaces are clean. The Contractor's cleaning techniques and products shall protect the integrity of the glass surface and finish and adjacent areas. Complete all work within 3 working days or as specified in the order. |  | SM | 500 | 0
C789 |  | Window Blinds Cleaning | Provide labor, management, supervision, tools, material, and equipment required to remove, clean, and rehang window blinds. Complete all work within 3 working days or as specified in the order. |  | SM | 500 | 0
C790 |  | Glass Surface Cleaning | Provide labor, management, supervision, tools, material, and equipment required to clean glass surfaces. The Contract shall ensure that glass surfaces are sightly and free of all dirt and provide a clear, streak-, smudge- and mark-free appearance regardless of height. Glass surfaces include but are not limited to interior doors, (including associated transoms and sidelights). Complete all work within 3 working days or as specified in the order. |  | SM | 250 | 0
C791 |  | Restroom Cleaning and Servicing | Provide labor, management, supervision, tools, material, and equipment required to clean and servicing restrooms. All restroom surfaces are cleaned, sanitized and deodorized. Restroom supplies are completely restocked and all dispensers are in working condition. After work is completed, restrooms are clean, sanitary and sightly. Complete all work within 1 working days or as specified in the order. |  | SM | 500 | 0
C792 |  | Perimeter Area Cleaning | Provide labor, management, supervision, tools, material, and equipment required to debris removal. The Contractor shall police the area and remove all trash and debris. Area shall be free of all trash and debris and waste containers shall be emptied. This service may be ordered for the interior or exterior of buildings. Complete all work within 3 working days or as specified in the order. |  | SM | 1000 | 0
C793 |  | Stripping and Refinishing | Provide labor, management, supervision, tools, material, and equipment required to stripping and refinishing floors at designated location(s). Complete all work within 3 working days or as specified in the order. |  | SM | 3000 | 0
C794 |  | Cigarette Urn Cleaning | Provide labor, management, supervision, tools, material, and equipment required to remove and disposal of cigarettes waste, clean urn and refill with sand as required. Complete all work within 1 working days or as specified in the order. |  | EA | 100 | 0
C795 |  | Shower Revitalization | Provide labor, management, supervision, tools, material, and equipment required to deep clean floor and wall tiles and showers, clean caulk, re-grout and seal to restore wall and floor surfaces. It includes replacing shower liners and rings. Complete all work within 1 working days or as specified in the order. |  | EA | 50 | 0
C796 |  | Additional Custodial Services | Provide labor, management, supervision, tools, material and equipment to custodial services. Custodial work includes but is not limited to: emptying waste containers, low dusting, water fountains cleaning, sweeping/dust mopping, vacuum carpets and rugs, walk-off mats cleaning, damp mopping, restroom cleaning and restocking. Work shall be started within 2 hours after notification and may continue beyond government regular working hours with no price adjustments. Complete all work within 2 working days or as specified in the order. |  | HR | 240 | 0
C797 |  | Recreation Area / Furniture / Equipment Cleaning | Provide labor, management, supervision, tools, material, and equipment required to clean recreation areas, furniture and equipment. Areas to be serviced include courtyards for Buildings 170, 623, north canopy to Building 545 and west side of Building 318. - Bldg. 170: Courtyard measures approx. 590 sm (from Exit Door of Lobby Area to the end of Bldg. 170). There are six (6) rectangle tables, four (4) round tables, and seven (7) umbrellas. Courtyard, tables and umbrellas shall be pressure washed and cleaned with the use of appropriate detergent from bird droppings and all types of dirt. - Bldg. 623: Courtyard measures approx. 1200 sm (from Exit Door of Lobby Area to the end of Bldg. 623). There are two (2) rectangle tables, 11 round tables, and five (5) large umbrellas, seven (7) small umbrellas, and nine (9) benches. Courtyard, tables, umbrellas and benches shall be pressure washed and cleaned with the use of appropriate detergent from bird droppings and all types of dirt. Estimated annual cleaning events: six (6). Complete all work within 2 working days or as specified in the order. |  | EA | 6 | 0
C798-C809 | Reserved
| 1503020 |  | Pest Control
C810 |  | Adult Mosquito Surveillance | Provide labor, management, supervision, tools, material, and equipment required to conduct surveillance for adult mosquitos using light trap(s) and deliver catches to Naval Hospital Sigonella Preventive Medicine within 2 working days following receipt of the task order. Complete work within time periods specified in J-1503020. |  | EA | 16 | 0
C811 |  | Adult Mosquito Control | Provide labor, management, supervision, tools, material, and equipment required to apply a mosquito adulticide (ULV formulation) at the designated location(s) within time period of 24 hours to respond. Pest control services for adult mosquitoes shall be performed in the early morning hours (between 3am-6am). The Contractor shall nebulize and spray approved pesticide utilizing fog-generating equipment as requested in the order. Complete work within time periods specified in J-1503020. |  | KM | 16 | 0
C812 |  | Larval Mosquito Surveillance | Provide labor, management, supervision, tools, material, and equipment required to conduct surveillance of designated mosquito breeding sites for immature mosquitoes (eggs, larvae, and pupae). Time Period to Respond: within 2 working days. Complete work within time periods specified in J-1503020. |  | EA | 16 | 0
C813 |  | Larval and Pupal Mosquito Control | Provide labor, management, supervision, tools, material, and equipment required to control larval and pupal mosquitoes in designated area(s) and time periods to control within time period of 1 working day to respond. Complete work within time periods specified in J-1503020. |  | EA | 16 | 0
C814 |  | Nuisance Pest Control | Provide labor, management, supervision, tools, material, and equipment required to conduct surveillance and control ants, cockroaches, silverfish, centipedes, millipedes, beetles, fleas, spiders, and/or stored product pests at the designated location(s) per the applicable General Requirements and Performance Standards (Nuisance Pest Requirements) within time period of 3 working days to respond, 7 working days to obtain control, and 30 days to maintain control. |  | EA | 70 | 0
C815 |  | Disease Vector and Health Pest Control | Provide labor, management, supervision, tools, material, and equipment required to conduct surveillance and control bed bugs, bees, wasps, hornets, and other stinging arthropods, filth flies, and/or ticks at the designated location(s) per the applicable General Requirements and Performance Standards (Disease Vector and Health Pest Requirements) within time period of 1 working day to respond. |  | EA | 30 | 0
C816 |  | Vertebrate Pest Control | Provide labor, management, supervision, tools, material, and equipment required to conduct surveillance and control commensal rodents, pest birds, feral dogs and cats, and snakes in and around designated location(s) per the applicable General Requirements and Performance Standards (Vertebrate Pest Requirements) within time period of 24 hours to respond, and time periods to obtain and maintain control as specified in Pest Control Section J. |  | EA | 175 | 0
C817 |  | Termite and Other Wood Destroying Organisms Survey | Provide labor and materials to conduct surveillance in a facility for all termites species and other wood destroying organisms including fungal rots, carpenter ants, and wood boring beetles within following time periods to respond: within 4 hours after receipt of the order if reported as a swarm, otherwise, 5 working days. Complete work within time periods specified in J-1503020. |  | EA | 50 | 0
C818 |  | Termite Control | Provide labor, management, supervision, tools, material, and equipment required to control infestations of subterranean termites per J-1503020 (Termite Control Specifications) within time period of 5 working days after receipt of the task order to respond. Complete work within time periods specified in J-1503020. |  | SM | 300 | 0
C819 |  | Weed Control (Herbicide Treatment) | Provide labor, management, supervision, tools, material, and equipment required to perform selective herbicide treatment to the location(s) indicated on the order. Selective herbicide shall be handled and applied as indicated by the manufacturer printed directions/instructions. Herbicide products shall be registered at the Italian/Regional Ministry of Agriculture; shall be usable at locations normally frequented by persons / pets. Herbicide shall destroy only the infesting weeds without harming/damaging the surrounding ornamental vegetation (such as lawn, ornamental plants, etc.). All warning signs indicating herbicide application/contamination to limit/restrict utilization of the application areas shall be used and enforced for the decay period of the herbicide being used. Herbicide shall not be used when the environment conditions conflict with manufacturers printed directions. Herbicide products shall be submitted to the KO for approval prior their use. Use of not approved herbicide is prohibited. Time Period to Respond: 7 working days. |  | SM | 3500 | 0
C820 |  | Vertebrate Carcass Removal (up to 1 Kg) | Provide labor, management, supervision, tools, material, and equipment required to remove vertebrate carcass up to 1 Kg such as birds, cats, rats and similar size. Complete work within 1 working day or as specified in the order. |  | EA | 20 | 0
C821 |  | Vertebrate Carcass Removal (more than up to 5 Kg) | Provide labor, management, supervision, tools, material, and equipment required to remove vertebrate carcass from 1 Kg up to 5 Kg such as birds, cats, rats and similar size. Complete work within 1 working day or as specified in the order. |  | EA | 20 | 0
C822 |  | Stray and Feral Cats Management (live cats) | Provide labor, management, supervision, tools, material, equipment and coordination of efforts with local authorities (ASL) for the proper management of stray and feral cats. The Contractor shall place traps and/or outline area with portable fences/nets in locations as specified by the order. The Contractor shall check traps/fences/nets no less than every 12 hours or more often to ensure cat welfare depending on weather conditions (high heat, rain, cold, etc.). Traps/fences/nets shall be disabled during weekends, holidays and daily at close of business, and reopened at the beginning of the next working day. The Contractor shall monitor traps/fences/nets for 20 working days. Traps/fences/nets shall be re-baited and cleaned daily and maintained in proper working condition while in use. Upon capture of cat, the Contractor shall first scan the cat for ownership (i.e. microchip). United States registered cats shall be kept on base, the KO will be notified with scanned ownership data, and NSA Naples will reunite these U.S. registered animals with their registered owners. If cat ownership is determined to be Italian resident, the animal will be turned over to ASL for reuniting with the registered owner. If ownership cannot be determined (non-microchipped cat), the Contractor shall humanely transfer the cat to the local competent authority for examination, sterilization and return to original pickup location as per Italian law. At all times, the Contractor shall perform stray and feral cats management in full compliance with any applicable Navy policies and Italian laws, norms, decrees, and regulations in force at the time this service is ordered. Law compliance shall include but it not limited to: T.U.LL.SS. 1265/1934; R.P.V. – DPR 320/54; Legge 281/91 e recipient regional; Accordo Stato Regioni strutture veterinarie 2002; Accordo Stato Regioni benessere pet 2003; Legge 189/04; Decisione CE 998/04; O.M. 6.8.08 – O.M. 24.12.04 – O.M. 3.3.09. The Contractor shall feed and humanely handle and care for the cat from the moment of capture to the moment of release. No mistreatment of cats shall be tolerated at any time. Any pertinent documentation (i.e. ASL Intervention Report) shall be provided to the KO by close of business. Time Period to Respond: within 1 working day following receipt of the order. |  | EA | 15 | 0
C823-C829 | Reserved
| 1503030 |  | Integrated Solid Waste Management (ISWM)
C830 |  | Bulky Waste Removal and Disposal | Provide labor, management, supervision, tools, material, and equipment required to perform integrated solid waste management services. The Contractor shall removed and dispose bulky waste at the designed location(s). Bulky waste include appliances such as refrigerators, stoves, dishwashers, washers, driers, and electronic items such as monitors, computers, televisions, printers, and similar. Bulky waste shall be transported, disposed or recycled in accordance with applicable Italian/Municipal laws and regulations. Complete all work within 3 working days. Submit documentation supporting disposal/recycling within five working days. |  | CZ | 10 | 0
C831 |  | Solid Waste Removal and Disposal - Provide Commercial Container - 10 Cubic Meters | Provide labor, management, supervision, tools, material, and equipment required to perform integrated solid waste management services. The Contractor shall provide and deliver 10-cubic meter container(s) at location(s) identified in the order and dispose of the entire contents of solid waste. Waste shall be transported, disposed or recycled in accordance with applicable Italian/Municipal laws and regulations. Containers(s) shall be removed within 1 working day past requirement termination. Container(s) delivery shall be completed within 2 working days. The order will include the delivery date, location and duration. |  | EA | 5 | 0
C832 |  | Solid Waste Removal and Disposal - Provide Commercial Container - 20 Cubic Meters | Provide labor, management, supervision, tools, material, and equipment required to perform integrated solid waste management services. The Contractor shall provide and deliver 20-cubic meter container(s) at location(s) identified in the order and dispose of the entire contents of solid waste. Waste shall be transported, disposed or recycled in accordance with applicable Italian/Municipal laws and regulations. Containers(s) shall be removed within 1 working day past requirement termination. Container(s) delivery shall be completed within 2 working days. The order will include the delivery date, location and duration. |  | EA | 5 | 0
C833 |  | Mixed Construction Material Waste Removal and Disposal - Provide Commercial Container - 10 Cubic Meters | Provide labor, management, supervision, tools, material, and equipment required to perform integrated solid waste management services. The Contractor shall provide and deliver 10-cubic meter container(s) at location(s) identified in the order and dispose of mixed construction material waste. Mixed construction material waste shall be transported, disposed or recycled in accordance with applicable Italian/Municipal laws and regulations. Containers(s) shall be removed within 1 working day past requirement termination. Container(s) delivery shall be completed within 2 working days. The order will include the delivery date, location and duration. |  | EA | 10 | 0
C834 |  | Mixed Construction Material Waste Removal and Disposal - Provide Commercial Containers - 20 Cubic Meters | Provide labor, management, supervision, tools, material, and equipment required to perform integrated solid waste management services. The Contractor shall provide and deliver 20-cubic meter container(s) at location(s) identified in the order and dispose of mixed construction material waste. Mixed construction material waste shall be transported, disposed or recycled in accordance with applicable Italian/Municipal laws and regulations. Containers(s) shall be removed within 1 working day past requirement termination. Container(s) delivery shall be completed within 2 working days. The order will include the delivery date, location and duration. |  | EA | 5 | 0
C835 |  | Grass Cutting/Vegetation Removal and Disposal - Provide Commercial Container - 10 Cubic Meters | Provide labor, management, supervision, tools, material, and equipment required to perform integrated solid waste management services. The Contractor shall provide and deliver 10-cubic meter container(s) at location(s) identified in the order and dispose of grass cutting/vegetation waste. Grass cutting/vegetation waste shall be transported, disposed or recycled in accordance with applicable Italian/Municipal laws and regulations. Containers(s) shall be removed within 1 working day past requirement termination. Container(s) delivery shall be completed within 2 working days. The order will include the delivery date, location and duration. |  | EA | 5 | 0
C836 |  | Grass Cutting/Vegetation Removal and Disposal - Provide Commercial Container - 20 Cubic Meters | Provide labor, management, supervision, tools, material, and equipment required to perform integrated solid waste management services. The Contractor shall provide and deliver 20-cubic meter container(s) at location(s) identified in the order and dispose of grass cutting/vegetation waste. Grass cutting/vegetation waste shall be transported, disposed or recycled in accordance with applicable Italian/Municipal laws and regulations. Containers(s) shall be removed within 1 working day past requirement termination. Container(s) delivery shall be completed within 2 working days. The order will include the delivery date, location and duration. |  | EA | 5 | 0
C837 |  | Hard Plastic Removal and Disposal - Provide Commercial Container - 10 Cubic Meters | Provide labor, management, supervision, tools, material, and equipment required to perform integrated solid waste management services. The Contractor shall provide and deliver 10-cubic meter container(s) at location(s) identified in the order and dispose of hard plastic waste generated by construction/demolition activities such as waster pipes, electrical conduit and similar. Hard plastic waste shall be transported, disposed or recycled in accordance with applicable Italian/Municipal laws and regulations. Containers(s) shall be removed within 1 working day past requirement termination. Container(s) delivery shall be completed within 2 working days. The order will include the delivery date, location and duration. |  | EA | 5 | 0
C838 |  | Hard Plastic Removal and Disposal - Provide Commercial Container - 20 Cubic Meters | Provide labor, management, supervision, tools, material, and equipment required to perform integrated solid waste management services. The Contractor shall provide and deliver 20-cubic meter container(s) at location(s) identified in the order and dispose of hard plastic waste generated by construction/demolition activities such as waster pipes, electrical conduit and similar. Hard plastic waste shall be transported, disposed or recycled in accordance with applicable Italian/Municipal laws and regulations. Containers(s) shall be removed within 1 working day past requirement termination. Container(s) delivery shall be completed within 2 working days. The order will include the delivery date, location and duration. |  | EA | 5 | 0
C839 |  | Insulation Material Waste Removal and Disposal - Provide Commercial Container - 10 Cubic Meters | Provide labor, management, supervision, tools, material, and equipment required to perform integrated solid waste management services. The Contractor shall provide and deliver 10-cubic meter container(s) at location(s) identified in the order and dispose of insulation material waste. Insulation material waste shall be transported, disposed or recycled in accordance with applicable Italian/Municipal laws and regulations. Containers(s) shall be removed within 1 working day past requirement termination. Container(s) delivery shall be completed within 2 working days. The order will include the delivery date, location and duration. |  | EA | 5 | 0
C840 |  | Insulation Material Waste Removal and Disposal - Provide Commercial Container - 20 Cubic Meters | Provide labor, management, supervision, tools, material, and equipment required to perform integrated solid waste management services. The Contractor shall provide and deliver 20-cubic meter container(s) at location(s) identified in the order and dispose of insulation material waste. Insulation material waste shall be transported, disposed or recycled in accordance with applicable Italian/Municipal laws and regulations. Containers(s) shall be removed within 1 working day past requirement termination. Container(s) delivery shall be completed within 2 working days. The order will include the delivery date, location and duration. |  | EA | 5 | 0
C841 |  | Filtering Material Waste Removal and Disposal - Provide Commercial Container - 10 Cubic Meters | Provide labor, management, supervision, tools, material, and equipment required to perform integrated solid waste management services. The Contractor shall provide and deliver 10-cubic meter container(s) at location(s) identified in the order and dispose of filtering material waste. Filtering material waste shall be transported, disposed or recycled in accordance with applicable Italian/Municipal laws and regulations. Containers(s) shall be removed within 1 working day past requirement termination. Container(s) delivery shall be completed within 2 working days. The order will include the delivery date, location and duration. |  | EA | 5 | 0
C842 |  | Filtering Material Waste Removal and Disposal - Provide Commercial Container - 20 Cubic Meters | Provide labor, management, supervision, tools, material, and equipment required to perform integrated solid waste management services. The Contractor shall provide and deliver 20-cubic meter container(s) at location(s) identified in the order and dispose of filtering material waste. Filtering material waste shall be transported, disposed or recycled in accordance with applicable Italian/Municipal laws and regulations. Containers(s) shall be removed within 1 working day past requirement termination. Container(s) delivery shall be completed within 2 working days. The order will include the delivery date, location and duration. |  | EA | 5 | 0
C843 |  | Resin Filters Disposal (from reverse osmosis or similar processes) | Provide labor, management, supervision, tools, material, and equipment required to dispose of resin filters from reverse osmosis or similar processes. Resin filters shall be transported, disposed or recycled in accordance with applicable Italian/Municipal laws and regulations. Complete all work within 3 working days. Submit documentation supporting disposal/recycling within five working days. |  | EA | 5 | 0
C844 |  | Spoiled food Removal and Disposal - Food contained in can, plastic, tetra pack containers | Provide labor, management, supervision, tools, material, and equipment required to perform integrated solid waste management services. The Contractor shall removed and dispose spoiled food to include food contained in can, plastic, tetra pack containers at the designed location(s). Spoiled food waste shall be transported, disposed or recycled in accordance with applicable Italian/Municipal laws and regulations. Complete all work within 3 working days. Submit documentation supporting disposal/recycling within five working days. |  | EA | 5 | 0
C845 |  | Spoiled food Removal and Disposal - Meat and Dairy Products | Provide labor, management, supervision, tools, material, and equipment required to perform integrated solid waste management services. The Contractor shall removed and dispose spoiled food to include meat and dairy products at the designed location(s). Spoiled food waste shall be transported, disposed or recycled in accordance with applicable Italian/Municipal laws and regulations. Complete all work within 3 working days. Submit documentation supporting disposal/recycling within five working days. |  | EA | 5 | 0
C846 |  | Exterior Collection Point "Topsy 2000" | Provide labor, management, supervision, tools, material, and equipment required to provide and install new exterior collection point, "Topsy 2000", which consists of 4 "Topsy" containers, pole, panel, and cigarette plate. Respond within 2 working day from receipt of order. Container(s) delivery shall be completed within 30 calendar days. (**This item is available only to customers of the BOSC Custodial or Grounds Recurring Work) |  | EA | 5 | 0
C847 |  | Garage Collection Point "Gemini" | Provide labor, management, supervision, tools, material, and equipment required to provide and install new garage collection point, "Gemini", which consists of 2 "Gemini" containers and information stickers. Respond within 2 working day from receipt of order. Container(s) delivery shall be completed within 30 calendar days. (**This item is available only to customers of the BOSC Custodial or Grounds Recurring Work) |  | EA | 5 | 0
C848 |  | Food Court Collection Point "Nexus 200" | Provide labor, management, supervision, tools, material, and equipment required to provide and install new food court collection point, "Nexus 200", which consists of 1 "Nexus 200" container and information stickers. Respond within 2 working day from receipt of order. Container(s) delivery shall be completed within 30 calendar days. (**This item is available only to customers of the BOSC Custodial or Grounds Recurring Work) |  | EA | 10 | 0
C849 |  | Interior Collection Point "Nexus 100" | Provide labor, management, supervision, tools, material, and equipment required to provide and install new interior collection point, "Nexus 100", which consists of 1 "Nexus 100" with one stream, 1 "Nexus 100" duo for 2 streams, panel, information stickers, locks, and cardboard container for paper. Respond within 2 working day from receipt of order. Container(s) delivery shall be completed within 30 calendar days. (**This item is available only to customers of the BOSC Custodial or Grounds Recurring Work) |  | EA | 5 | 0
C850 |  | Mattress Pickup and Disposals | Provide labor, management, supervision, tools, material, and equipment required to provide mattress(e) pickup and disposal, to include Twin/Single, Queen and King mattress sizes. Mattess(s) shall be transported, disposed or recycled in accordance with applicable Italian/Municipal laws and regulations. The order will include pickup location(s) which may be around the installation inside facilities or exteior beside waste containers. Complete all work within 3 working days or as specified in the order. |  | EA | 20 | 0
C851-C859 | Reserved
| 1503050 |  | Grounds Maintenance and Landscaping
C860 |  | Lawn Mowing and Trimming | Provide labor, management, supervision, tools, material, and equipment required to mow and trim lawns. Grass shall be mowed at a height between 5 and 7 centimeters or as specified in the order. Grass adjacent to fencing, poles, walls, valves, trees, signs, valve boxes and other similar objects shall be trimmed to match the height and appearance of surrounding grass. Prior to mowing or trimming, remove and appropriately dispose of debris that interferes with the mowing or trimming operation. After cutting, grass shall have a uniform height. Grass clippings and trimmings shall be removed from sidewalks and other paved areas the same day the grass is cut and disposed of off the activity. Complete all work within 3 working days or as specified in the order. |  | SM | 10000 | 0
C861 |  | Edging | Provide labor, management, supervision, tools, material, and equipment required to edging. The Contractor shall edge where grass meets any concrete or asphalt surface, where grass abuts planter beds, or wherever needed to maintain a neat grass delineation. Edging shall provide a uniform edged cut 15 mm wide and 30 mm deep, or as specified in the order. All clippings and debris shall be removed the same day work is performed and disposed of off the activity. Complete all work within 3 working days or as specified in the order. |  | LM | 3000 | 0
C862 |  | Field Mowing / Under brushing | Provide labor, management, supervision, tools, material, and equipment required to remove vegetation per Spec Items 3.2.1, 3.2.3 and 3.2.3.1 of Section C. Vegetation shall be mowed to a height of 6 cm or as specified in the order. Complete all work within 3 working days or as specified in the order. |  | SM | 10000 | 0
C863 |  | Debris Removal | Provide labor, management, supervision, tools, material, and equipment required to perform debris removal per Spec Item 3.1.4 of Section C. The Contractor shall remove and properly dispose of natural debris (tree limbs, leaves, dry brush, rodent habitats, dead animals, etc.), and stray man-made trash/debris. All debris collected shall be removed the same day and disposed of off the activity. Complete all work within 3 working days or as specified in the order. |  | SM | 10000 | 0
C864 |  | Shrub and Hedges Maintenance (Stand-alone plants) | Provide labor, management, supervision, tools, material, and equipment required to perform shrub and hedge maintenance per Spec Item 3.1.5 of Section C. The Contractor shall prune shrubs and hedges according to their natural growth characteristics leaving them well shaped and balanced, and to promote proper health and growth. Retain typical growth habit of individual plant with as much height and spread as is practical. The Contractor shall prune shrubs and hedges to ensure there is no interference with pedestrians, vehicular traffic, and building encroachment. All debris resulting from work shall be removed the same day and disposed of off the activity. Complete all work within 3 working days or as specified in the order. |  | EA | 150 | 0
C865 |  | Hedge Pruning (Continuous Hedging) | Provide labor, management, supervision, tools, material, and equipment required to perform shrub and hedge maintenance per Spec Item 3.1.5 of Section C. The Contractor shall prune shrubs and hedges according to their natural growth characteristics leaving them well shaped and balanced, and to promote proper health and growth. Retain typical growth habit of individual plant with as much height and spread as is practical. The Contractor shall prune shrubs and hedges to ensure there is no interference with pedestrians, vehicular traffic, and building encroachment. All debris resulting from work shall be removed the same day and disposed of off the activity. Complete all work within 3 working days or as specified in the order. |  | LM | 2000 | 0
C866 |  | Tree Maintenance (Small - below and including 250 cm) | Provide labor, management, supervision, tools, material, and equipment required to perform tree maintenance per Spec Items 3.1.8 and 3.2.2 of Section C. The Contractor shall provide tree maintenance to ensure tree health and to prevent interference with pedestrian and vehicular traffic, and structure encroachment. Tree maintenance includes fertilization, pruning for health and safety, grass clearance, cleanup, removing dead, damaged or diseased wood, or structurally weak limbs and branches. Remove branches that extend over buildings or power lines, and endanger roofs, windows, or hang within 2,5 meters vertically of sidewalks, parking lots, and driveways. Trees are pruned according to their natural growth characteristics leaving them well shaped and balanced, and to promote proper health and growth. Retain typical growth habit of individual plant with as much height and spread as is practical. Pruning shall be accomplished by or under guidance of a certified arborist. Climbing devices that may cause damage to trees shall not be used. All debris resulting from work shall be removed the same day and disposed of off the activity. Complete all work within 3 working days or as specified in the order. |  | EA | 150 | 0
C867 |  | Tree Maintenance (Large - above 250 cm) | Provide labor, management, supervision, tools, material, and equipment required to perform tree maintenance per Spec Items 3.1.8 and 3.2.2 of Section C. The Contractor shall provide tree maintenance to ensure tree health and to prevent interference with pedestrian and vehicular traffic, and structure encroachment. Tree maintenance includes fertilization, pruning for health and safety, grass clearance, cleanup, removing dead, damaged or diseased wood, or structurally weak limbs and branches. Remove branches that extend over buildings or power lines, and endanger roofs, windows, or hang within 2,5 meters vertically of sidewalks, parking lots, and driveways. Trees are pruned according to their natural growth characteristics leaving them well shaped and balanced, and to promote proper health and growth. Retain typical growth habit of individual plant with as much height and spread as is practical. Pruning shall be accomplished by or under guidance of a certified arborist. Climbing devices that may cause damage to trees shall not be used. All debris resulting from work shall be removed the same day and disposed of off the activity. Complete all work within 3 working days or as specified in the order. |  | EA | 150 | 0
C868 |  | Tree and Stump Removal (Large 46 cm DBH and above) | Provide labor, management, supervision, tools material, and equipment required to remove trees including stumps and roots. Remove stumps to 30 cm below ground level and remove roots to 10 cm below level ground extending to 180 cm from tree. Treat to prevent regrowth. Backfill all excavated holes and replant with the same type of vegetation as surrounding area. Trees are sized by the Diameter at Breast Height (DBH). DBH is measured at 140 cm above ground level. Complete all work within 3 working days or as specified in the order. |  | EA | 25 | 0
C869 |  | Tree and Stump Removal (Medium 15 to 46 cm DBH) | Provide labor, management, supervision, tools material, and equipment required to remove trees including stumps and roots. Remove stumps to 30 cm below ground level and remove roots to 10 cm below ground extending to 180 cm from tree. Treat to prevent regrowth. Backfill all excavated holes and replant with the same type of vegetation as surrounding area. Trees are sized by the Diameter at Breast Height (DBH). DBH is measured at 140 cm above ground level. Complete all work within 3 working days or as specified in the order. |  | EA | 50 | 0
C870 |  | Tree and Stump Removal (Small up to 15 cm DBH) | Provide labor, management, supervision, tools material, and equipment required to remove trees including stumps and roots. Remove stumps to 30 cm below ground level and remove roots to 10 cm below ground extending to 180 cm from tree. Treat to prevent regrowth. Backfill all excavated holes and replant with the same type of vegetation as surrounding area. Trees are sized by the Diameter at Breast Height (DBH). DBH is measured at 140 cm above ground level. Complete all work within 3 working days or as specified in the order. |  | EA | 50 | 0
C871 |  | Shrub and Stump Removal | Provide labor, management, supervision, tools material, and equipment required to remove shrubs including stumps and roots. Remove stumps to 15 cm below ground level and remove all exposed roots. Treat to prevent regrowth. Backfill all excavated holes and replant with the same type of vegetation as surrounding area. Complete all work within 3 working days or as specified in the order. |  | EA | 100 | 0
C872 |  | Shrub Planting (1-gallon = liters 3.78) | Provide labor, management, supervision, tools material, and equipment required to plant new shrubs. All shrubs shall be nursery grown and bear certification indicating species, common name, and grade. Shrubs shall be healthy, living specimens considered number one grade stock. Planting procedures shall be in accordance with accepted nursery standards. The Contractor shall water and provide continuing care to ensure new plants develop properly. Shrubs established shall be of the 1-gallon (liters 3.78) size. Shrubs shall be planted in accordance with accepted horticultural standards, including fertilization, mulching, and watering. Shrub species shall be specified in the order. All plants that die or fail to develop noticeable growth within 1 year of planting shall be replaced by the Contractor with plants of like size and type, at no additional cost to the Government. Complete all work within 3 working days or as specified in the order. |  | EA | 150 | 0
C873 |  | Shrub Planting (5-gallon = liters 19) | Provide labor, management, supervision, tools material, and equipment required to plant new shrubs. All shrubs shall be nursery grown and bear certification indicating species, common name, and grade. Shrubs shall be healthy, living specimens considered number one grade stock. Planting procedures shall be in accordance with accepted nursery standards. The Contractor shall water and provide continuing care to ensure new plants develop properly. Shrubs established shall be of the 5-gallon (liters 19) size. Shrubs shall be planted in accordance with accepted horticultural standards, including fertilization, mulching, and watering. Shrub species shall be specified in the order. All plants that die or fail to develop noticeable growth within 1 year of planting shall be replaced by the Contractor with plants of like size and type, at no additional cost to the Government. Complete all work within 3 working days or as specified in the order. |  | EA | 150 | 0
C874 |  | Bedding/Ornamental Plants (10 cm pot size) | Provide labor, management, supervision, tools material, and equipment required to plant new plants. All plants shall be nursery grown and bear certification indicating species, common name, and grade. Plants shall be healthy, living specimens considered number one grade stock. The Contractor shall water and provide continuing care to ensure new plants develop properly. Planting procedures shall be in accordance with accepted horticultural standards, including fertilization, mulching, and watering. Annuals/perennials species shall be specified in the order. All plants that die or fail to develop noticeable growth within 90 days of planting shall be replaced by the Contractor with plants of like size and type, at no additional cost to the Government. Start work within 3 working days or as specified in the order. |  | EA | 150 | 0
C875 |  | Grassing | Provide labor, management, supervision, tools material, and equipment required to establish and maintain grass for 1 year. Grass variety shall be as specified in the order. Establishment shall include watering and providing other continuing care as necessary to firmly establish new grass growth and ensure proper development. Grassed areas that die or fail to develop noticeable growth for a period of one year after seeding shall be re-grassed by the Contractor at no additional cost to the Government. Complete all work within 3 working days or as specified in the order. |  | SM | 5000 | 0
C876 |  | Sodding | Provide labor, management, supervision, tools material, and equipment required to sod. Sod shall be of species as specified in the order and shall be dense, uniform, weed free and have good strength and min thatch. Sod shall be laid on properly prepared topsoil, joint staggered and butted together. On slopes sod shall be installed in a way that prevents slippage. Sod installed shall be smooth and uniform in appearance. Contractor shall water and provide continued care to firmly establish new grass growth and development. Areas that die/fail to develop within 90 days after sodding shall be replaced by the Contractor at no additional cost. Complete all work within 3 working days or as specified in the order. |  | SM | 1750 | 0
C877 |  | Fertilize | Provide labor, management, supervision, tools material, and equipment required to fertilize per Spec Items 3 and 3.1 of Section C. Vegetation shall be fertilized in a manner that promotes health, growth, color, and appearance. Fertilizing applies to all vegetation existing in the areas specified on the order. Fertilizer shall be applied in accordance with the manufacturer's printed instructions. Organic fertilizer shall be used as the standard. The Contractor shall comply with the Pest Management Plan (PMP). Complete all work within 3 working days or as specified in the order. |  | SM | 6000 | 0
C878 |  | Gravel (1.5 - 3.0 cm diam.) | Provide labor, management, supervision, tools material, and equipment required to gravel. The Contractor shall place white/dark gravel where indicated by the KO. The cost includes contractor's provided heavy duty polyethylene film to be placed above grounds area to be covered with gravel. The thickness of the gravel layer shall be from 8 to 15 cm as directed by the KO. Layer shall be uniformly spread and leveled. No spread elsewhere is allowed. The Contractor shall remove all gravel spilled or spread elsewhere from the designated areas. Complete all work within 3 working days or as specified in the order. |  | CZ | 450 | 0
C879 |  | Weed, Vegetation, Rocks and Other Debris Removal | Provide labor, management, supervision, tools material, and equipment required to remove weed, vegetation, rocks and other debris. The contractor shall eradicate and removed all weeds, unsightly vegetation, sprouts, vines, lawns, grasses, clovers, dead vegetation, etc. from underneath and within cactus type plants, ornamental plants, flower vases, planter boxes, flower beds, pots, gravel covered areas, ornamental rocks areas, and similar. The Contractor shall replaced all soil removed to maintain smooth appearance. Complete all work within 3 working days or as specified in the order. |  | SM | 12000 | 0
C880-C889 | Reserved
| 1503060 |  | Pavement Clearance
C890 |  | Pavement Clearance | Provide labor, management, supervision, tools, material, and equipment required to perform pavement clearance. The Contractor shall sweep roads and other paved surfaces to remove volcanic ash and all other debris, and to ensure they are clear, improve the appearance and safety of paved surfaces, reduce maintenance costs by keeping the drainage systems clean and reduce pollutants entering the storm drain system. Areas include roads, parking areas, sidewalks, walkways, porch areas, entrance/canopy areas, external stairs/steps, recreational areas, bleachers, running track, and other similar areas. Contractor shall receive clearance from airfield ops prior to operations for airfield pavement. Contractor shall comply with FAA and DoD requirements to sweep around aircraft on ramp areas. Contractor shall coordinate with Air Ops for FOD walk downs before sweeping. Complete all work within 3 working days or as specified in the order. (Minimum Order: 10,000 square meters) |  | SM | 800000 | 0
C891 |  | Pavement Clearance - Residential Family Housing | Provide labor, management, supervision, tools, material, and equipment required to perform pavement clearance in residential family housing areas per attachment J-1503060-03. The Contractor shall provide pavement sweeping to remove volcanic ash deposits and all other debris, improve the appearance of paved areas, improve the safety of paved areas, reduce maintenance costs by keeping the drainage systems clean and, reduce pollutants entering the storm drain system. Areas include roads, parking areas, sidewalks, walkways, porch areas, entrance/canopy areas, external stairs/steps, and other similar areas. Complete all work within 3 working days or as specified in the order. (Minimum Order: 2,000 square meters) |  | SM | 13000 | 0
C892-C897 | Reserved
| 1700000 |  | Transportation
C898 |  | Unscheduled Charter Shuttle Bus Service / 19-Passenger Bus | Provide labor, management, supervision, tools, material, and equipment required to provide unscheduled shuttle bus services in accordance with schedules provided by the Contracting Officer. Distance in kilometers shall not exceed an average of 65 kilometers for each hour ordered. Service will be ordered at least 6 hours in advance. Buses shall have a minimum capacity of 19 passengers plus driver. Unit price includes all costs such as, but not limited to, charter bus, driver, and fuel. The exact location and start time will be specified with the order. Respond within 1 working day from receipt of order. |  | HR | 45 | 0
C899 |  | Unscheduled Charter Shuttle Bus Service / 55-Passenger Bus | Provide labor, management, supervision, tools, material, and equipment required to provide unscheduled shuttle bus services in accordance with schedules provided by the Contracting Officer. Distance in kilometers shall not exceed an average of 65 kilometers for each hour ordered. Service will be ordered at least 6 hours in advance. Buses shall have a minimum capacity of 55 passengers plus driver. Unit price includes all costs such as, but not limited to, charter bus, driver, and fuel. The exact location and start time will be specified with the order. Respond within 1 working day from receipt of order. |  | HR | 45 | 0
C900-C909 | Reserved
| 1800000 |  | Environmental
C910 |  | Oil and Hazardous Substances (OHS) Spill Response - 1-100 Gallons | Provide labor, management, supervision, tools, material and equipment, including appropriate Personal Protective Equipment (PPE), to assist Government First Responders and provide OHS spill response services to minimize environmental impact, damage to property or risk of human exposure and to ensure the installation complies with applicable Italian, DoD and Navy requirements. The Contractor shall be responsible for responding to OHS spills using equipment, materials, and qualified personnel including but not limited to spill containment, clean-up and transport disposal of spill related wastes to a designated accumulation site, off Base. At all times, the Contractor shall perform OHS Spill Response in full compliance with all applicable Italian laws, norms, decrees, and regulations, DoD policies, instructions and guidance in force at the time this service is ordered, including, but not limited to, OPNAVINST 5090.1 and DL152/2006. The Contractor shall respond to spill notification within two hours. Complete all work within one calendar day or as specified in the order. |  | EA | 25 | 0
C911 |  | Oil and Hazardous Substances (OHS) Spill Response - 101 to 500 Gallons | Provide labor, management, supervision, tools, material and equipment, including appropriate Personal Protective Equipment (PPE), to assist Government First Responders and provide OHS spill response services to minimize environmental impact, damage to property or risk of human exposure and to ensure the installation complies with applicable Italian, DoD and Navy requirements. The Contractor shall be responsible for responding to OHS spills using equipment, materials, and qualified personnel including but not limited to spill containment, clean-up and transport disposal of spill related wastes to a designated accumulation site, off Base. At all times, the Contractor shall perform OHS Spill Response in full compliance with all applicable Italian laws, norms, decrees, and regulations, DoD policies, instructions and guidance in force at the time this service is ordered, including, but not limited to, OPNAVINST 5090.1 and DL152/2006. The Contractor shall respond to spill notification within two hours. Complete all work within one calendar day or as specified in the order. |  | EA | 20 | 0
C912 |  | Oil and Hazardous Substances (OHS) Spill Response - 501 to 2,500 Gallons | Provide labor, management, supervision, tools, material and equipment, including appropriate Personal Protective Equipment (PPE), to assist Government First Responders and provide OHS spill response services to minimize environmental impact, damage to property or risk of human exposure and to ensure the installation complies with applicable Italian, DoD and Navy requirements. The Contractor shall be responsible for responding to OHS spills using equipment, materials, and qualified personnel including but not limited to spill containment, clean-up and transport disposal of spill related wastes to a designated accumulation site. At all times, the Contractor shall perform OHS Spill Response in full compliance with all applicable Italian laws, norms, decrees, and regulations, DoD policies, instructions and guidance in force at the time this service is ordered, including, but not limited to, OPNAVINST 5090.1 and DL152/2006. The Contractor shall respond to spill notification within two hours. Complete all work within two calendar days or as specified in the order. |  | EA | 6 | 0
C913 |  | Oil and Hazardous Substances (OHS) Spill Response - 2,501 to 5,000 Gallons | Provide labor, management, supervision, tools, material and equipment, including appropriate Personal Protective Equipment (PPE), to assist Government First Responders and provide OHS spill response services to minimize environmental impact, damage to property or risk of human exposure and to ensure the installation complies with applicable Italian, DoD and Navy requirements. The Contractor shall be responsible for responding to OHS spills using equipment, materials, and qualified personnel including but not limited to spill containment, clean-up and transport disposal of spill related wastes to a designated accumulation site. At all times, the Contractor shall perform OHS Spill Response in full compliance with all applicable Italian laws, norms, decrees, and regulations, DoD policies, instructions and guidance in force at the time this service is ordered, including, but not limited to, OPNAVINST 5090.1 and DL152/2006. The Contractor shall respond to spill notification within two hours. Complete all work within two calendar days or as specified in the order. |  | EA | 1 | 0
C914 |  | Oil and Hazardous Substances (OHS) Spill Response - 5,001 to 15,000 Gallons | Provide labor, management, supervision, tools, material and equipment, including appropriate Personal Protective Equipment (PPE), to assist Government First Responders and provide OHS spill response services to minimize environmental impact, damage to property or risk of human exposure and to ensure the installation complies with applicable Italian, DoD and Navy requirements. The Contractor shall be responsible for responding to OHS spills using equipment, materials, and qualified personnel including but not limited to spill containment, clean-up and transport disposal of spill related wastes to a designated accumulation site. At all times, the Contractor shall perform OHS Spill Response in full compliance with all applicable Italian laws, norms, decrees, and regulations, DoD policies, instructions and guidance in force at the time this service is ordered, including, but not limited to, OPNAVINST 5090.1 and DL152/2006. The Contractor shall respond to spill notification within two hours. Complete all work within three calendar days or as specified in the order. |  | EA | 1 | 0
C915 |  | Empty and Clean Grease Trap / Tank | Provide labor, management, supervision, tools, material and equipment required to remove, weigh and dispose of all grease and water from the grease trap systems indicated on the order. Work includes cleaning and removing all wastes and sludge adhering to all the interior system surfaces (walls, pipes, lids, etc.). Grease traps shall be left clean and free of any grease or debris. complete all work within 3 working days or as specified in the order. |  | KG | 33000 | 0
C916 |  | Chemical Product - Commercial Grade - Sodium Hypochlorite (Carechlor) | Provide labor, management, supervision, tools, material and equipment to provide chemical products, Sodium Hypochlorite (Carechlor), for the Water Treatment Plants and the Waste Water Treatment Plants at NAS Sigonella, Sicily, Italy in accordance with the terms and conditions of this contract. Products shall be delivered to: ROICC Sigonella, Strada Statale 417, Sigonella 95100. Complete all work within 3 working days or as specified in the order. |  | KG | 2400 | 0
C917 |  | Chemical Product - Commercial Grade - Hydrochloric acid (CarepH-) | Provide labor, management, supervision, tools, material and equipment to provide chemical products, Hydrochloric acid (CarepH-), for the Water Treatment Plants and the Waste Water Treatment Plants at NAS Sigonella, Sicily, Italy in accordance with the terms and conditions of this contract. Products shall be delivered to: ROICC Sigonella, Strada Statale 417, Sigonella 95100. Complete all work within 3 working days or as specified in the order. |  | KG | 7000 | 0
C918 |  | Chemical Product - Commercial Grade - Antiscalant (Caretreat WT RO SI) | Provide labor, management, supervision, tools, material and equipment to provide chemical products, Antiscalant (Caretreat WT RO SI), for the Water Treatment Plants and the Waste Water Treatment Plants at NAS Sigonella, Sicily, Italy in accordance with the terms and conditions of this contract. Products shall be delivered to: ROICC Sigonella, Strada Statale 417, Sigonella 95100. Complete all work within 3 working days or as specified in the order. |  | KG | 1750 | 0
C919 |  | Chemical Product - Commercial Grade - Sodium Hydroxide (CarepH+) | Provide labor, management, supervision, tools, material and equipment to provide chemical products, Sodium Hydroxide (CarepH+), for the Water Treatment Plants and the Waste Water Treatment Plants at NAS Sigonella, Sicily, Italy in accordance with the terms and conditions of this contract. Products shall be delivered to: ROICC Sigonella, Strada Statale 417, Sigonella 95100. Complete all work within 3 working days or as specified in the order. |  | KG | 300 | 0
C920 |  | Chemical Product - Calcium Carbonate (Care-Cal WT) | Provide labor, management, supervision, tools, material and equipment to provide chemical products, Calcium Carbonate (Care-Cal WT), for the Water Treatment Plants and the Waste Water Treatment Plants at NAS Sigonella, Sicily, Italy in accordance with the terms and conditions of this contract. Products shall be delivered to: ROICC Sigonella, Strada Statale 417, Sigonella 95100. Complete all work within 3 working days or as specified in the order. |  | KG | 5880 | 0
C921 |  | Chemical Product - Commercial Grade - Sodium hypochlorite (Carechlor) | Provide labor, management, supervision, tools, material and equipment to provide chemical products, Sodium hypochlorite (Carechlor), for the Water Treatment Plants and the Waste Water Treatment Plants at NAS Sigonella, Sicily, Italy in accordance with the terms and conditions of this contract. Products shall be delivered to: ROICC Sigonella, Strada Statale 417, Sigonella 95100. Complete all work within 3 working days or as specified in the order. |  | KG | 1020 | 0
C922 |  | Chemical Product - Commercial Grade - Hydrochloric acid (CarepH-) | Provide labor, management, supervision, tools, material and equipment to provide chemical products, Hydrochloric acid (CarepH-), for the Water Treatment Plants and the Waste Water Treatment Plants at NAS Sigonella, Sicily, Italy in accordance with the terms and conditions of this contract. Products shall be delivered to: ROICC Sigonella, Strada Statale 417, Sigonella 95100. Complete all work within 3 working days or as specified in the order. |  | KG | 3000 | 0
C923 |  | Chemical Product - Commercial Grade - Antiscalant (Caretreat WT RO SI) | Provide labor, management, supervision, tools, material and equipment to provide chemical products, Antiscalant (Caretreat WT RO SI), for the Water Treatment Plants and the Waste Water Treatment Plants at NAS Sigonella, Sicily, Italy in accordance with the terms and conditions of this contract. Products shall be delivered to: ROICC Sigonella, Strada Statale 417, Sigonella 95100. Complete all work within 3 working days or as specified in the order. |  | KG | 750 | 0
C924 |  | Chemical Product - Commercial Grade - Sodium Hydroxide (CarepH+) | Provide labor, management, supervision, tools, material and equipment to provide chemical products, Sodium Hydroxide (CarepH+), for the Water Treatment Plants and the Waste Water Treatment Plants at NAS Sigonella, Sicily, Italy in accordance with the terms and conditions of this contract. Products shall be delivered to: ROICC Sigonella, Strada Statale 417, Sigonella 95100. Complete all work within 3 working days or as specified in the order. |  | KG | 125 | 0
C925 |  | Chemical Product - Commercial Grade - Calcium carbonate (Care-Cal WT) | Provide labor, management, supervision, tools, material and equipment to provide chemical products, Calcium carbonate (Care-Cal WT), for the Water Treatment Plants and the Waste Water Treatment Plants at NAS Sigonella, Sicily, Italy in accordance with the terms and conditions of this contract. Products shall be delivered to: ROICC Sigonella, Strada Statale 417, Sigonella 95100. Complete all work within 3 working days or as specified in the order. |  | KG | 2050 | 0
C926 |  | Contaminated Oily Sludge Removal and Dispoal | Provide labor, management, supervision, tools, material and equipment required to remove, dispose and weigh contaminated oily sludge ONLY, based on CER code 16.07.08 (Waste containing fuel contamination, cleaning of cisterns and tanks) Minimum order 500 Kg. Complete all work within 2 working days or as specified in the order. |  | KG | 15000 | 0
C927 |  | Oil Water Separator Tank Cleaning | Provide labor, management, supervision, tools, material and equipment required to clean oil water separator tanks, based on CER code 16.10.02 (Contaminated waste water). Oil water separator tank(s) shall be cleaned and sanitized after removal of solids / liquids and ensure proper function. Contractor shall submit safety plan to Contracting Officer for working within confined spaces prior to commencing work. Complete all work within 2 working days or as specified in the order. |  | EA | 10 | 0
C928 |  | Oily Water / Waste Fuel Removal and Disposal | Provide labor, management, supervision, tools, material and equipment to remove, weigh and dispose of oily water and waste fuel from tank(s) indicated on the order. Work includes pumping, removal of oily water / waste fuel, disposal of oily water / waste fuel and all transportation and disposal costs. Work shall be performed per current environmental protection regulations. Complete all work within 1 working day or as specified in the order. |  | KG | 33000 | 0
C929 |  | Contaminated Soil Removal and Disposal | Provide labor, management, supervision, tools, material and equipment to remove, weigh, and dispose of contaminated soil (may be with fuel, oils, and other hazardous substances) from the location(s) indicated on the order. Work includes the provision, laying and leveling of new soil, matching the existing, to restore the original conditions, transportation and disposal costs. Work shall be performed per current environmental protection regulations. complete all work within 1 working day or as specified in the order (Minimum Quantity 3000 kg). |  | KG | 39000 | 0
C930 |  | Soil Sampling and Analysis - Metal: Antimony | The Contractor shall conduct on-site measurements, collect soil samples and analyze them for all the parameters specified in the order as per Spec Item 3.2., Sampling and Laboratory Services. Respond within 1 working day from receipt of order. |  | EA | 10 | 0
C931 |  | Soil Sampling and Analysis - Metal: Arsenic | The Contractor shall conduct on-site measurements, collect soil samples and analyze them for all the parameters specified in the order as per Spec Item 3.2., Sampling and Laboratory Services. Respond within 1 working day from receipt of order. |  | EA | 10 | 0
C932 |  | Soil Sampling and Analysis - Metal: Berillim | The Contractor shall conduct on-site mesurements, collect soil samples and analyze them for all the parameters specified in the order as per Spec Item 3.2., Sampling and Laboratory Services. Respond within 1 working day from receipt of order. |  | EA | 10 | 0
C933 |  | Soil Sampling and Analysis - Metal: Cadmium | The Contractor shall conduct on-site mesurements, collect soil samples and analyze them for all the parameters specified in the order as per Spec Item 3.2., Sampling and Laboratory Services. Respond within 1 working day from receipt of order. |  | EA | 10 | 0
C934 |  | Soil Sampling and Analysis - Metal: Cobalt | The Contractor shall conduct on-site measurements, collect soil samples and analyze them for all the parameters specified in the order as per Spec Item 3.2., Sampling and Laboratory Services. Respond within 1 working day from receipt of order. |  | EA | 10 | 0
C935 |  | Soil Sampling and Analysis - Metal: Chromium (total) | The Contractor shall conduct on-site measurements, collect soil samples and analyze them for all the parameters specified in the order as per Spec Item 3.2., Sampling and Laboratory Services. Respond within 1 working day from receipt of order. |  | EA | 10 | 0
C936 |  | Soil Sampling and Analysis - Metal: Chromium VI | The Contractor shall conduct on-site measurements, collect soil samples and analyze them for all the parameters specified in the order as per Spec Item 3.2., Sampling and Laboratory Services. Respond within 1 working day from receipt of order. |  | EA | 10 | 0
C937 |  | Soil Sampling and Analysis - Metal: Mercury | The Contractor shall conduct on-site measurements, collect soil samples and analyze them for all the parameters specified in the order as per Spec Item 3.2., Sampling and Laboratory Services. Respond within 1 working day from receipt of order. |  | EA | 10 | 0
C938 |  | Soil Sampling and Analysis - Metal: Nickel | The Contractor shall conduct on-site measurements, collect soil samples and analyze them for all the parameters specified in the order as per Spec Item 3.2., Sampling and Laboratory Services. Respond within 1 working day from receipt of order. |  | EA | 10 | 0
C939 |  | Soil Sampling and Analysis - Metal: Lead | The Contractor shall conduct on-site measurements, collect soil samples and analyze them for all the parameters specified in the order as per Spec Item 3.2., Sampling and Laboratory Services. Respond within 1 working day from receipt of order. |  | EA | 10 | 0
C940 |  | Soil Sampling and Analysis - Metal: Cooper | The Contractor shall conduct on-site measurements, collect soil samples and analyze them for all the parameters specified in the order as per Spec Item 3.2., Sampling and Laboratory Services. Respond within 1 working day from receipt of order. |  | EA | 10 | 0
C941 |  | Soil Sampling and Analysis - Metal: Selenium | The Contractor shall conduct on-site measurements, collect soil samples and analyze them for all the parameters specified in the order as per Spec Item 3.2., Sampling and Laboratory Services. Respond within 1 working day from receipt of order. |  | EA | 10 | 0
C942 |  | Soil Sampling and Analysis - Metal: Tin | The Contractor shall conduct on-site measurements, collect soil samples and analyze them for all the parameters specified in the order as per Spec Item 3.2., Sampling and Laboratory Services. Respond within 1 working day from receipt of order. |  | EA | 10 | 0
C943 |  | Soil Sampling and Analysis - Metal: Thallium | The Contractor shall conduct on-site measurements, collect soil samples and analyze them for all the parameters specified in the order as per Spec Item 3.2., Sampling and Laboratory Services. Respond within 1 working day from receipt of order. |  | EA | 10 | 0
C944 |  | Soil Sampling and Analysis - Metal: Vanadium | The Contractor shall conduct on-site measurements, collect soil samples and analyze them for all the parameters specified in the order as per Spec Item 3.2., Sampling and Laboratory Services. Respond within 1 working day from receipt of order. |  | EA | 10 | 0
C945 |  | Soil Sampling and Analysis - Metal: Zinc | The Contractor shall conduct on-site measurements, collect soil samples and analyze them for all the parameters specified in the order as per Spec Item 3.2., Sampling and Laboratory Services. Respond within 1 working day from receipt of order. |  | EA | 10 | 0
C946 |  | Soil Sampling and Analysis - Metal: Cyanides (free) | The Contractor shall conduct on-site measurements, collect soil samples and analyze them for all the parameters specified in the order as per Spec Item 3.2., Sampling and Laboratory Services. Respond within 1 working day from receipt of order. |  | EA | 10 | 0
C947 |  | Soil Sampling and Analysis - Metal: Fluorides | The Contractor shall conduct on-site measurements, collect soil samples and analyze them for all the parameters specified in the order as per Spec Item 3.2., Sampling and Laboratory Services. Respond within 1 working day from receipt of order. |  | EA | 10 | 0
C948 |  | Soil Sampling and Analysis - Aromatic Compounds: Benzene | The Contractor shall conduct on-site measurements, collect soil samples and analyze them for all the parameters specified in the order as per Spec Item 3.2., Sampling and Laboratory Services. Respond within 1 working day from receipt of order. |  | EA | 10 | 0
C949 |  | Soil Sampling and Analysis - Aromatic Compounds: Ethylbenzene | The Contractor shall conduct on-site measurements, collect soil samples and analyze them for all the parameters specified in the order as per Spec Item 3.2., Sampling and Laboratory Services. Respond within 1 working day from receipt of order. |  | EA | 10 | 0
C950 |  | Soil Sampling and Analysis - Aromatic Compounds: Styrene | The Contractor shall conduct on-site measurements, collect soil samples and analyze them for all the parameters specified in the order as per Spec Item 3.2., Sampling and Laboratory Services. Respond within 1 working day from receipt of order. |  | EA | 10 | 0
C951 |  | Soil Sampling and Analysis - Aromatic Compounds: Toluene | The Contractor shall conduct on-site measurements, collect soil samples and analyze them for all the parameters specified in the order as per Spec Item 3.2., Sampling and Laboratory Services. Respond within 1 working day from receipt of order. |  | EA | 10 | 0
C952 |  | Soil Sampling and Analysis - Aromatic Compounds: Xylene | The Contractor shall conduct on-site measurements, collect soil samples and analyze them for all the parameters specified in the order as per Spec Item 3.2., Sampling and Laboratory Services. Respond within 1 working day from receipt of order. |  | EA | 10 | 0
C953 |  | Soil Sampling and Analysis - Polycyclic Aromatic Compounds: Benzo(a)anthracene | The Contractor shall conduct on-site measurements, collect soil samples and analyze them for all the parameters specified in the order as per Spec Item 3.2., Sampling and Laboratory Services. Respond within 1 working day from receipt of order. |  | EA | 10 | 0
C954 |  | Soil Sampling and Analysis - Polycyclic Aromatic Compounds: Benzo(a)pyrene | The Contractor shall conduct on-site measurements, collect soil samples and analyze them for all the parameters specified in the order as per Spec Item 3.2., Sampling and Laboratory Services. Respond within 1 working day from receipt of order. |  | EA | 10 | 0
C955 |  | Soil Sampling and Analysis - Polycyclic Aromatic Compounds: Benzo(b)fluoranthene | The Contractor shall conduct on-site measurements, collect soil samples and analyze them for all the parameters specified in the order as per Spec Item 3.2., Sampling and Laboratory Services. Respond within 1 working day from receipt of order. |  | EA | 10 | 0
C956 |  | Soil Sampling and Analysis - Polycyclic Aromatic Compounds: Benzo(k)fluoranthene | The Contractor shall conduct on-site measurements, collect soil samples and analyze them for all the parameters specified in the order as per Spec Item 3.2., Sampling and Laboratory Services. Respond within 1 working day from receipt of order. |  | EA | 10 | 0
C957 |  | Soil Sampling and Analysis - Polycyclic Aromatic Compounds: Benzo(g, h, i)perylene | The Contractor shall conduct on-site measurements, collect soil samples and analyze them for all the parameters specified in the order as per Spec Item 3.2., Sampling and Laboratory Services. Respond within 1 working day from receipt of order. |  | EA | 10 | 0
C958 |  | Soil Sampling and Analysis - Polycyclic Aromatic Compounds: Chrysene | The Contractor shall conduct on-site measurements, collect soil samples and analyze them for all the parameters specified in the order as per Spec Item 3.2., Sampling and Laboratory Services. Respond within 1 working day from receipt of order. |  | EA | 10 | 0
C959 |  | Soil Sampling and Analysis - Polycyclic Aromatic Compounds: Dibenzo(a, e)pyrene | The Contractor shall conduct on-site measurements, collect soil samples and analyze them for all the parameters specified in the order as per Spec Item 3.2., Sampling and Laboratory Services. Respond within 1 working day from receipt of order. |  | EA | 10 | 0
C960 |  | Soil Sampling and Analysis - Polycyclic Aromatic Compounds: Dibenzo(a, l)pyrene | The Contractor shall conduct on-site measurements, collect soil samples and analyze them for all the parameters specified in the order as per Spec Item 3.2., Sampling and Laboratory Services. Respond within 1 working day from receipt of order. |  | EA | 10 | 0
C961 |  | Soil Sampling and Analysis - Polycyclic Aromatic Compounds: Dibenzo(a, i)pyrene | The Contractor shall conduct on-site measurements, collect soil samples and analyze them for all the parameters specified in the order as per Spec Item 3.2., Sampling and Laboratory Services. Respond within 1 working day from receipt of order. |  | EA | 10 | 0
C962 |  | Soil Sampling and Analysis - Polycyclic Aromatic Compounds: Dibenzo(a, h)pyrene | The Contractor shall conduct on-site measurements, collect soil samples and analyze them for all the parameters specified in the order as per Spec Item 3.2., Sampling and Laboratory Services. Respond within 1 working day from receipt of order. |  | EA | 10 | 0
C963 |  | Soil Sampling and Analysis - Polycyclic Aromatic Compounds: Dibenzo(a, h)anthracene | The Contractor shall conduct on-site measurements, collect soil samples and analyze them for all the parameters specified in the order as per Spec Item 3.2., Sampling and Laboratory Services. Respond within 1 working day from receipt of order. |  | EA | 10 | 0
C964 |  | Soil Sampling and Analysis - Polycyclic Aromatic Compounds: Indenopyrene | The Contractor shall conduct on-site measurements, collect soil samples and analyze them for all the parameters specified in the order as per Spec Item 3.2., Sampling and Laboratory Services. Respond within 1 working day from receipt of order. |  | EA | 10 | 0
C965 |  | Soil Sampling and Analysis - Polycyclic Aromatic Compounds: Pyrene | The Contractor shall conduct on-site measurements, collect soil samples and analyze them for all the parameters specified in the order as per Spec Item 3.2., Sampling and Laboratory Services. Respond within 1 working day from receipt of order. |  | EA | 10 | 0
C966 |  | Soil Sampling and Analysis - Aliphatic Chlorinated Carcinogenic Compounds: Chloromethane | The Contractor shall conduct on-site measurements, collect soil samples and analyze them for all the parameters specified in the order as per Spec Item 3.2., Sampling and Laboratory Services. Respond within 1 working day from receipt of order. |  | EA | 10 | 0
C967 |  | Soil Sampling and Analysis - Aliphatic Chlorinated Carcinogenic Compounds: Dichloromethane | The Contractor shall conduct on-site measurements, collect soil samples and analyze them for all the parameters specified in the order as per Spec Item 3.2., Sampling and Laboratory Services. Respond within 1 working day from receipt of order. |  | EA | 10 | 0
C968 |  | Soil Sampling and Analysis - Aliphatic Chlorinated Carcinogenic Compounds: Trichloromethane | The Contractor shall conduct on-site measurements, collect soil samples and analyze them for all the parameters specified in the order as per Spec Item 3.2., Sampling and Laboratory Services. Respond within 1 working day from receipt of order. |  | EA | 10 | 0
C969 |  | Soil Sampling and Analysis - Aliphatic Chlorinated Carcinogenic Compounds: Vinyl Chloride | The Contractor shall conduct on-site measurements, collect soil samples and analyze them for all the parameters specified in the order as per Spec Item 3.2., Sampling and Laboratory Services. Respond within 1 working day from receipt of order. |  | EA | 10 | 0
C970 |  | Soil Sampling and Analysis - Aliphatic Chlorinated Carcinogenic Compounds: 1,2 - Dichloroethane | The Contractor shall conduct on-site measurements, collect soil samples and analyze them for all the parameters specified in the order as per Spec Item 3.2., Sampling and Laboratory Services. Respond within 1 working day from receipt of order. |  | EA | 10 | 0
C971 |  | Soil Sampling and Analysis - Aliphatic Chlorinated Carcinogenic Compounds: 1,1 - Dichloroethylene | The Contractor shall conduct on-site measurements, collect soil samples and analyze them for all the parameters specified in the order as per Spec Item 3.2., Sampling and Laboratory Services. Respond within 1 working day from receipt of order. |  | EA | 10 | 0
C972 |  | Soil Sampling and Analysis - Aliphatic Chlorinated Carcinogenic Compounds: Trichloroethylene | The Contractor shall conduct on-site measurements, collect soil samples and analyze them for all the parameters specified in the order as per Spec Item 3.2., Sampling and Laboratory Services. Respond within 1 working day from receipt of order. |  | EA | 10 | 0
C973 |  | Soil Sampling and Analysis - Aliphatic Chlorinated Carcinogenic Compounds: Tetrachloroethylene (PCE) | The Contractor shall conduct on-site measurements, collect soil samples and analyze them for all the parameters specified in the order as per Spec Item 3.2., Sampling and Laboratory Services. Respond within 1 working day from receipt of order. |  | EA | 10 | 0
C974 |  | Soil Sampling and Analysis - Aliphatic Chlorinated Non-Carcinogenic Compounds: 1,1 - Dichloroethane | The Contractor shall conduct on-site measurements, collect soil samples and analyze them for all the parameters specified in the order as per Spec Item 3.2., Sampling and Laboratory Services. Respond within 1 working day from receipt of order. |  | EA | 10 | 0
C975 |  | Soil Sampling and Analysis - Aliphatic Chlorinated Non-Carcinogenic Compounds: 1,2 - Dichloroethylene | The Contractor shall conduct on-site measurements, collect soil samples and analyze them for all the parameters specified in the order as per Spec Item 3.2., Sampling and Laboratory Services. Respond within 1 working day from receipt of order. |  | EA | 10 | 0
C976 |  | Soil Sampling and Analysis - Aliphatic Chlorinated Non-Carcinogenic Compounds: 1,1,1 - Trichloroethane | The Contractor shall conduct on-site measurements, collect soil samples and analyze them for all the parameters specified in the order as per Spec Item 3.2., Sampling and Laboratory Services. Respond within 1 working day from receipt of order. |  | EA | 10 | 0
C977 |  | Soil Sampling and Analysis - Aliphatic Chlorinated Non-Carcinogenic Compounds: 1,2 - Di chloropropane | The Contractor shall conduct on-site measurements, collect soil samples and analyze them for all the parameters specified in the order as per Spec Item 3.2., Sampling and Laboratory Services. Respond within 1 working day from receipt of order. |  | EA | 10 | 0
C978 |  | Soil Sampling and Analysis - Aliphatic Chlorinated Non-Carcinogenic Compounds: 1,1,2 - Trichloroethane | The Contractor shall conduct on-site measurements, collect soil samples and analyze them for all the parameters specified in the order as per Spec Item 3.2., Sampling and Laboratory Services. Respond within 1 working day from receipt of order. |  | EA | 10 | 0
C979 |  | Soil Sampling and Analysis - Aliphatic Chlorinated Non-Carcinogenic Compounds: 1,2,3 - Trichloro propane | The Contractor shall conduct on-site measurements, collect soil samples and analyze them for all the parameters specified in the order as per Spec Item 3.2., Sampling and Laboratory Services. Respond within 1 working day from receipt of order. |  | EA | 10 | 0
C980 |  | Soil Sampling and Analysis - Aliphatic Chlorinated Non-Carcinogenic Compounds: 1,1,2,2 - Tetrachloroethane | The Contractor shall conduct on-site measurements, collect soil samples and analyze them for all the parameters specified in the order as per Spec Item 3.2., Sampling and Laboratory Services. Respond within 1 working day from receipt of order. |  | EA | 10 | 0
C981 |  | Soil Sampling and Analysis - Aliphatic Halogenated Carcinogenic Compounds: Tribromomethane | The Contractor shall conduct on-site measurements, collect soil samples and analyze them for all the parameters specified in the order as per Spec Item 3.2., Sampling and Laboratory Services. Respond within 1 working day from receipt of order. |  | EA | 10 | 0
C982 |  | Soil Sampling and Analysis - Aliphatic Halogenated Carcinogenic Compounds: 1,2 - Dibromoethane | The Contractor shall conduct on-site measurements, collect soil samples and analyze them for all the parameters specified in the order as per Spec Item 3.2., Sampling and Laboratory Services. Respond within 1 working day from receipt of order. |  | EA | 10 | 0
C983 |  | Soil Sampling and Analysis - Aliphatic Halogenated Carcinogenic Compounds: Dibromochloromethane | The Contractor shall conduct on-site measurements, collect soil samples and analyze them for all the parameters specified in the order as per Spec Item 3.2., Sampling and Laboratory Services. Respond within 1 working day from receipt of order. |  | EA | 10 | 0
C984 |  | Soil Sampling and Analysis - Aliphatic Halogenated Carcinogenic Compounds: Bromodichloromethane | The Contractor shall conduct on-site measurements, collect soil samples and analyze them for all the parameters specified in the order as per Spec Item 3.2., Sampling and Laboratory Services. Respond within 1 working day from receipt of order. |  | EA | 10 | 0
C985 |  | Soil Sampling and Analysis - Nitroaromatic Compounds: Nitrobenzene | The Contractor shall conduct on-site measurements, collect soil samples and analyze them for all the parameters specified in the order as per Spec Item 3.2., Sampling and Laboratory Services. Respond within 1 working day from receipt of order. |  | EA | 10 | 0
C986 |  | Soil Sampling and Analysis - Nitroaromatic Compounds: 1,2 - Dinitrobenzene | The Contractor shall conduct on-site measurements, collect soil samples and analyze them for all the parameters specified in the order as per Spec Item 3.2., Sampling and Laboratory Services. Respond within 1 working day from receipt of order. |  | EA | 10 | 0
C987 |  | Soil Sampling and Analysis - Nitroaromatic Compounds: 1,3 - Dinitrobenzene | The Contractor shall conduct on-site measurements, collect soil samples and analyze them for all the parameters specified in the order as per Spec Item 3.2., Sampling and Laboratory Services. Respond within 1 working day from receipt of order. |  | EA | 10 | 0
C988 |  | Soil Sampling and Analysis - Nitroaromatic Compounds: Chloronitrobenzene | The Contractor shall conduct on-site measurements, collect soil samples and analyze them for all the parameters specified in the order as per Spec Item 3.2., Sampling and Laboratory Services. Respond within 1 working day from receipt of order. |  | EA | 10 | 0
C989 |  | Soil Sampling and Analysis - Chloroaromatic Compounds: Mon chlorobenzene | The Contractor shall conduct on-site measurements, collect soil samples and analyze them for all the parameters specified in the order as per Spec Item 3.2., Sampling and Laboratory Services. Respond within 1 working day from receipt of order. |  | EA | 10 | 0
C990 |  | Soil Sampling and Analysis - Chloroaromatic Compounds: Di chloroaromatic Non-Carcinogenic Compounds (1,2 - Dichlorobenzene) | The Contractor shall conduct on-site measurements, collect soil samples and analyze them for all the parameters specified in the order as per Spec Item 3.2., Sampling and Laboratory Services. Respond within 1 working day from receipt of order. |  | EA | 10 | 0
C991 |  | Soil Sampling and Analysis - Chloroaromatic Compounds: Di chloroaromatic Carcinogenic Compounds (1,4 - Dichlorobenzene) | The Contractor shall conduct on-site measurements, collect soil samples and analyze them for all the parameters specified in the order as per Spec Item 3.2., Sampling and Laboratory Services. Respond within 1 working day from receipt of order. |  | EA | 10 | 0
C992 |  | Soil Sampling and Analysis - Chloroaromatic Compounds: 1,2,4 - Trichlorobenzene | The Contractor shall conduct on-site measurements, collect soil samples and analyze them for all the parameters specified in the order as per Spec Item 3.2., Sampling and Laboratory Services. Respond within 1 working day from receipt of order. |  | EA | 10 | 0
C993 |  | Soil Sampling and Analysis - Chloroaromatic Compounds: 1,2,4,5 - Tetra chlorobenzene | The Contractor shall conduct on-site measurements, collect soil samples and analyze them for all the parameters specified in the order as per Spec Item 3.2., Sampling and Laboratory Services. Respond within 1 working day from receipt of order. |  | EA | 10 | 0
C994 |  | Soil Sampling and Analysis - Chloroaromatic Compounds: Pentachloro benzene | The Contractor shall conduct on-site measurements, collect soil samples and analyze them for all the parameters specified in the order as per Spec Item 3.2., Sampling and Laboratory Services. Respond within 1 working day from receipt of order. |  | EA | 10 | 0
C995 |  | Soil Sampling and Analysis - Chloroaromatic Compounds: | The Contractor shall conduct on-site measurements, collect soil samples and analyze them for all the parameters specified in the order as per Spec Item 3.2., Sampling and Laboratory Services. Respond within 1 working day from receipt of order. |  | EA | 10 | 0
C996 |  | Soil Sampling and Analysis - Chloroaromatic Compounds: Esa chlorobenzene | The Contractor shall conduct on-site measurements, collect soil samples and analyze them for all the parameters specified in the order as per Spec Item 3.2., Sampling and Laboratory Services. Respond within 1 working day from receipt of order. |  | EA | 10 | 0
C997 |  | Soil Sampling and Analysis - Non-Chlorinated Phenols: Methyl phenols (o-, m-, p-) | The Contractor shall conduct on-site measurements, collect soil samples and analyze them for all the parameters specified in the order as per Spec Item 3.2., Sampling and Laboratory Services. Respond within 1 working day from receipt of order. |  | EA | 10 | 0
C998 |  | Soil Sampling and Analysis - Non-Chlorinated Phenols: Phenols | The Contractor shall conduct on-site measurements, collect soil samples and analyze them for all the parameters specified in the order as per Spec Item 3.2., Sampling and Laboratory Services. Respond within 1 working day from receipt of order. |  | EA | 10 | 0
C999 |  | Soil Sampling and Analysis - Chlorinated Phenols: 2 - Chlorophenol | The Contractor shall conduct on-site measurements, collect soil samples and analyze them for all the parameters specified in the order as per Spec Item 3.2., Sampling and Laboratory Services. Respond within 1 working day from receipt of order. |  | EA | 10 | 0
C1000 |  | Soil Sampling and Analysis - Chlorinated Phenols: 2,4 - Dichlorophenol | The Contractor shall conduct on-site measurements, collect soil samples and analyze them for all the parameters specified in the order as per Spec Item 3.2., Sampling and Laboratory Services. Respond within 1 working day from receipt of order. |  | EA | 10 | 0
C1001 |  | Soil Sampling and Analysis - Chlorinated Phenols: 2,4, 6 - Trichlorophenol | The Contractor shall conduct on-site measurements, collect soil samples and analyze them for all the parameters specified in the order as per Spec Item 3.2., Sampling and Laboratory Services. Respond within 1 working day from receipt of order. |  | EA | 10 | 0
C1002 |  | Soil Sampling and Analysis - Chlorinated Phenols: Pentachlorophenol | The Contractor shall conduct on-site measurements, collect soil samples and analyze them for all the parameters specified in the order as per Spec Item 3.2., Sampling and Laboratory Services. Respond within 1 working day from receipt of order. |  | EA | 10 | 0
C1003 |  | Soil Sampling and Analysis - Aromatic Amines: Aniline | The Contractor shall conduct on-site measurements, collect soil samples and analyze them for all the parameters specified in the order as per Spec Item 3.2., Sampling and Laboratory Services. Respond within 1 working day from receipt of order. |  | EA | 10 | 0
C1004 |  | Soil Sampling and Analysis - Aromatic Amines: o - Anisidine | The Contractor shall conduct on-site measurements, collect soil samples and analyze them for all the parameters specified in the order as per Spec Item 3.2., Sampling and Laboratory Services. Respond within 1 working day from receipt of order. |  | EA | 10 | 0
C1005 |  | Soil Sampling and Analysis - Aromatic Amines: m,p - Anisidine | The Contractor shall conduct on-site measurements, collect soil samples and analyze them for all the parameters specified in the order as per Spec Item 3.2., Sampling and Laboratory Services. Respond within 1 working day from receipt of order. |  | EA | 10 | 0
C1006 |  | Soil Sampling and Analysis - Aromatic Amines: Diphenylamine | The Contractor shall conduct on-site measurements, collect soil samples and analyze them for all the parameters specified in the order as per Spec Item 3.2., Sampling and Laboratory Services. Respond within 1 working day from receipt of order. |  | EA | 10 | 0
C1007 |  | Soil Sampling and Analysis - Aromatic Amines: p - Toluidine | The Contractor shall conduct on-site measurements, collect soil samples and analyze them for all the parameters specified in the order as per Spec Item 3.2., Sampling and Laboratory Services. Respond within 1 working day from receipt of order. |  | EA | 10 | 0
C1008 |  | Soil Sampling and Analysis - Pesticides: Alachlor | The Contractor shall conduct on-site measurements, collect soil samples and analyze them for all the parameters specified in the order as per Spec Item 3.2., Sampling and Laboratory Services. Respond within 1 working day from receipt of order. |  | EA | 10 | 0
C1009 |  | Soil Sampling and Analysis - Pesticides: Aldrin | The Contractor shall conduct on-site measurements, collect soil samples and analyze them for all the parameters specified in the order as per Spec Item 3.2., Sampling and Laboratory Services. Respond within 1 working day from receipt of order. |  | EA | 10 | 0
C1010 |  | Soil Sampling and Analysis - Pesticides: Atrazine | The Contractor shall conduct on-site measurements, collect soil samples and analyze them for all the parameters specified in the order as per Spec Item 3.2., Sampling and Laboratory Services. Respond within 1 working day from receipt of order. |  | EA | 10 | 0
C1011 |  | Soil Sampling and Analysis - Pesticides: α - esachloroesane | The Contractor shall conduct on-site measurements, collect soil samples and analyze them for all the parameters specified in the order as per Spec Item 3.2., Sampling and Laboratory Services. Respond within 1 working day from receipt of order. |  | EA | 10 | 0
C1012 |  | Soil Sampling and Analysis - Pesticides: β - esachloroesane | The Contractor shall conduct on-site measurements, collect soil samples and analyze them for all the parameters specified in the order as per Spec Item 3.2., Sampling and Laboratory Services. Respond within 1 working day from receipt of order. |  | EA | 10 | 0
C1013 |  | Soil Sampling and Analysis - Pesticides: γ - esachloroesane (Lindane) | The Contractor shall conduct on-site measurements, collect soil samples and analyze them for all the parameters specified in the order as per Spec Item 3.2., Sampling and Laboratory Services. Respond within 1 working day from receipt of order. |  | EA | 10 | 0
C1014 |  | Soil Sampling and Analysis - Pesticides: Chlordane | The Contractor shall conduct on-site measurements, collect soil samples and analyze them for all the parameters specified in the order as per Spec Item 3.2., Sampling and Laboratory Services. Respond within 1 working day from receipt of order. |  | EA | 10 | 0
C1015 |  | Soil Sampling and Analysis - Pesticides: DDD, DDT, DDE | The Contractor shall conduct on-site measurements, collect soil samples and analyze them for all the parameters specified in the order as per Spec Item 3.2., Sampling and Laboratory Services. Respond within 1 working day from receipt of order. |  | EA | 10 | 0
C1016 |  | Soil Sampling and Analysis - Pesticides: Dieldrin | The Contractor shall conduct on-site measurements, collect soil samples and analyze them for all the parameters specified in the order as per Spec Item 3.2., Sampling and Laboratory Services. Respond within 1 working day from receipt of order. |  | EA | 10 | 0
C1017 |  | Soil Sampling and Analysis - Pesticides: Endrin | The Contractor shall conduct on-site measurements, collect soil samples and analyze them for all the parameters specified in the order as per Spec Item 3.2., Sampling and Laboratory Services. Respond within 1 working day from receipt of order. |  | EA | 10 | 0
C1018 |  | Soil Sampling and Analysis - Dioxins and Furans: PCDD, PCDF (total) | The Contractor shall conduct on-site measurements, collect soil samples and analyze them for all the parameters specified in the order as per Spec Item 3.2., Sampling and Laboratory Services. Respond within 1 working day from receipt of order. |  | EA | 10 | 0
C1019 |  | Soil Sampling and Analysis - Dioxins and Furans: PCB | The Contractor shall conduct on-site measurements, collect soil samples and analyze them for all the parameters specified in the order as per Spec Item 3.2., Sampling and Laboratory Services. Respond within 1 working day from receipt of order. |  | EA | 10 | 0
C1020 |  | Soil Sampling and Analysis - Hydrocarbons: ight Hydrocarbons C≤12 | The Contractor shall conduct on-site measurements, collect soil samples and analyze them for all the parameters specified in the order as per Spec Item 3.2., Sampling and Laboratory Services. Respond within 1 working day from receipt of order. |  | EA | 10 | 0
C1021 |  | Soil Sampling and Analysis - Hydrocarbons: Heavy Hydrocarbons C>12 | The Contractor shall conduct on-site measurements, collect soil samples and analyze them for all the parameters specified in the order as per Spec Item 3.2., Sampling and Laboratory Services. Respond within 1 working day from receipt of order. |  | EA | 10 | 0
C1022 |  | Soil Sampling and Analysis: Asbestos (free fibers) | The Contractor shall conduct on-site measurements, collect soil samples and analyze them for all the parameters specified in the order as per Spec Item 3.2., Sampling and Laboratory Services. Respond within 1 working day from receipt of order. |  | EA | 10 | 0
C1023 |  | Soil Sampling and Analysis: Phtalic Acid's Esters | The Contractor shall conduct on-site measurements, collect soil samples and analyze them for all the parameters specified in the order as per Spec Item 3.2., Sampling and Laboratory Services. Respond within 1 working day from receipt of order. |  | EA | 10 | 0
C1024-C1029 | Reserved
Unit Priced Labor (UPL) Work
C1030 |  | Unit Priced Composite Skilled Labor Work - MUST BE NEGOTIATED BY KO | Provide one composite skilled labor hour of work-in-place performed by substantially and highly trained, certified, and/or licensed craftsmen and technicians. The composite labor hour rate should be an average of various trades such as carpenters, painters, electricians, plumbers, equipment mechanics, electronics technicians, and pest controllers, per the scope and delivery schedule specified in the order. |  | HR | 2500 | 0
C1031 |  | Unit Priced Composite Unskilled Labor Work - MUST BE NEGOTIATED BY KO | Provide one composite unskilled labor hour of work-in-place performed by minimally trained or untrained workers, including custodial and grounds maintenance workers, and common laborers per the scope and delivery schedule specified in the order. |  | HR | 2500 | 0
C1032 |  | Material and Equipment Costs - MUST BE NEGOTIATED BY KO | Provide all materials and equipment to perform Unit Priced Labor work per the scope and delivery schedule specified in the order. |  | LS | NTE | 100000
TOTAL FOR LINE ITEM 0006 - 2ND OPTION PERIOD - NON-RECURRING WORK (ELINs C700 THROUGH C1032) | [6 empty] | 100000

## CLIN 007 - 3rd OP - RW
ATTACHMENT J-0200000-12 XX
EXHIBIT LINE ITEM NUMBERS
SOLICITATION/CONTRACT # N62470-25-R-0020 XX-R-00XX
EXHIBIT D A - THIRD OPTION BASE PERIOD - RECURRING WORK
CLIN 0007
Line Item 0007 - Recurring Work - 3rd Option Year
PROVIDE PRICES TO PERFORM RECURRING WORK - IN ACCORDANCE WITH SECTION C, SPEC ITEM 3
ELIN/Sub-ELINs C001 THROUGH D023 21
ELIN / Sub ELIN | Annex/Sub-annex | Spec Item | Description | Quantity | Unit of Issue | Unit Price | Total Price
D001 |  |  | Commander Naval Region Europe (CNRE)
| 1501000 |  | Facility Management
D001AA |  | 3.1 | Infrastructure Condition Assessment Program (ICAP) Services | 12 | MO |  | 0
| 1502000 |  | Facility Investment
|  | 3.1 | Emergency, Urgent, and Routine (E/U/R) Work
D001AB | 1502000 | 3.1.1 | Emergency | 12 | MO |  | 0
D001AC | 1502000 | 3.1.2 | Urgent | 12 | MO |  | 0
D001AD | 1502000 | 3.1.3 | Routine | 12 | MO |  | 0
|  | 3.2 | Facility Bullets
D001AE | 1502000 | 3.2 | Facility Bullets | 12 | MO |  | 0
|  | 3.3 | Preventive Maintenance (PM) Program
D001AF | 1502000 | 3.3.2 | Lightning Arrestors and Grounding Devices | 12 | MO |  | 0
D001AG | 1502000 | 3.3.3 | Vertical Transportation Equipment (VTE) | 12 | MO |  | 0
D001AH | 1502000 | 3.3.5 | Auxiliary Generator Systems | 12 | MO |  | 0
D001AJ | 1502000 | 3.3.12 | Swimming Pool Maintenance | 12 | MO |  | 0
D001AK | 1502000 | 3.3.15 | Aboveground (AST) and Underground (UST) Storage Tanks | 12 | MO |  | 0
D001AL | 1502000 | 3.3.16 | Overhead and Roll-up Doors | 12 | MO |  | 0
D001AM | 1502000 | 3.3.17 | Hangar Doors | 12 | MO |  | 0
D001AN | 1502000 | 3.3.18 | Drinking Fountains/Water Coolers | 12 | MO |  | 0
D001AP | 1502000 | 3.3.19 | Airfield Light Tower | 12 | MO |  | 0
D001AQ | 1502000 | 3.3.21 | Irrigation System | 12 | MO |  | 0
|  | 3.4 | Integrated Maintenance Program (IMP)
D001AR | 1502000 | 3.4.1 | HVAC and Refrigeration Systems | 12 | MO |  | 0
D001AS | 1502000 | 3.4.2 | Fire Protection Systems | 12 | MO |  | 0
D001AT | 1502000 | 3.4.3 | Boilers and UPVs | 12 | MO |  | 0
|  | 3.5 | Inspection, Testing, and Certification Program
D001AU | 1502000 | 3.5.2 | Vertical Transportation Equipment (VTE) | 12 | MO |  | 0
|  | 3.6 | Other Recurring Services Program
D001AV | 1502000 | 3.6.1 | Exhaust Hoods and Ducts | 12 | MO |  | 0
D001AW | 1502000 | 3.6.2 | HVAC Water Testing and Treatment Services | 12 | MO |  | 0
D001AX | 1502000 | 3.6.3 | Boiler Water Testing and Treatment Services | 12 | MO |  | 0
D001AY | 1502000 | 3.6.4 | Solar Panel Maintenance | 12 | MO |  | 0
D001AZ | 1502000 | 3.6.5 | Gutter and Roof Inspections | 12 | MO |  | 0
D001BA | 1502000 | 3.6.7 | Magnetic Key Card System Maintenance | 12 | MO |  | 0
D001BB | 1502000 | 3.6.9 | Vehicle Lift Maintenance | 12 | MO |  | 0
D001BC | 1502000 | 3.6.10 | Swimming Pool Water Testing and Treatment Services | 12 | MO |  | 0
D001BD | 1502000 | 3.6.11 | Fall Protection Lifeline Systems Inspection and Certification | 12 | MO |  | 0
D001BE | 1502000 | 3.6.13 | Oil-Water Separators and Grease Traps Maintenance | 12 | MO |  | 0
D001BF | 1502000 | 3.6.14 | Car Wash Water Treatment System | 12 | MO |  | 0
D001BG | 1502000 | 3.6.15 | Fire Extinguisher Inspection and Maintenance | 12 | MO |  | 0
| 1503010 |  | Custodial
D001BH | 1503010 | 3.1 | Scheduled Services | 12 | MO |  | 0
D001BJ | 1503010 | 3.1 | Scheduled Services for AMC (29% FX Pro-Rata) | 12 | MO |  | 0
| 1503020 |  | Pest Control
D001BK | 1503020 | 3.1 | Scheduled Pest Control | 12 | MO |  | 0
D001BL | 1503020 | 3.2 | Pest Control Service Orders | 12 | MO |  | 0
D001BM | 1503020 | 3.3 | Pest Management Reporting | 12 | MO |  | 0
| 1503030 |  | Integrated Solid Waste Management
D001BN | 1503030 | 3.1 - 3.5 | Recurring Work | 12 | MO |  | 0
D001BP | 1503030 | 3.6 | Special Collection Services | 12 | MO |  | 0
| 1503050 |  | Grounds Maintenance and Landscaping
D001BQ | 1503050 | 3.1 | Improved Grounds | 12 | MO |  | 0
D001BR | 1503050 | 3.2 | Operational Areas | 12 | MO |  | 0
D001BS | 1503050 | 3.3 | Storm Drainage Systems | 12 | MO |  | 0
D001BT | 1503050 | 3.4 | Outdoor Waste Collection | 12 | MO |  | 0
D001BU | 1503050 | 3.4 | Outdoor Waste Collection for AMC | 12 | MO |  | 0
D001BV | 1503050 | 3.5 | Playgrounds Maintenance | 12 | MO |  | 0
| 1503060 |  | Pavement Clearance
D001BW | 1503060 | 3.1 | Pavement Sweeping Services | 12 | MO |  | 0
D001BX | 1503060 | 3.2 | Pavement Clearance Service Orders | 12 | MO |  | 0
| 1601000 |  | Utility Management
|  | 3.1 | Utility Service Orders
D001BY | 1601000 | 3.1.1 | Emergency Service Orders | 12 | MO |  | 0
D001BZ | 1601000 | 3.1.2 | Routine Service Orders | 12 | MO |  | 0
D001CA | 1601000 | 3.2 | Utility Operations Management | 12 | MO |  | 0
D001CB | 1601000 | 3.3 | Utility Infrastructure Condition Assessment (UICAP) Support | 12 | MO |  | 0
| 1602000 |  | Electrical |  | `
|  | 3.1 | Preventive Maintenance (PM) Program
D001CC | 1602000 | 3.1.1 | High Voltage Systems Maintenance | 12 | MO |  | 0
|  | 3.2 | Other Recurring Services Program
D001CD | 1602000 | 3.2.1 | Photo Voltaic Systems Maintenance | 12 | MO |  | 0
| 1603000 |  | Natural Gas
D001CE | 1603000 | 3.1 | Integrated Maintenance Program (IMP) | 12 | MO |  | 0
| 1604000 |  | Wastewater
D001CF | 1604000 | 3.1 | Preventive Maintenance (PM) Program | 12 | MO |  | 0
D001CG | 1604000 | 3.2 | Other Recurring Services | 12 | MO |  | 0
| 1606001 |  | Water (Overseas)
D001CH | 1606001 | 3.1 | Preventive Maintenance (PM) Program | 12 | MO |  | 0
D001CJ | 1606001 | 3.2 | Unidirectional Flushing (UDF) Plan | 12 | MO |  | 0
D001CK | 1606001 | 3.3 | Well Development and Water Treatment and Distribution System Support | 12 | MO |  | 0
| 1700000 |  | Transportation
D001CL | 1700000 | 3.1 | Bus Services | 12 | MO |  | 0
| 1800000 |  | Environmental
D001CM | 1800000 | 3.1 | Oil and Hazardous Substance (OHS) Spill Response and Cleanup Ashore | 12 | MO |  | 0
|  |  | CNRE SUBTOTAL: |  |  |  | 0
AMC - Specification 1503010, Spec Item 3
|  |  | Scheduled Custodial Services, Spec Item 3.1 | 12 | MO |  | 0
Reserved
|  |  | AMC - CNRE Funded SUBTOTAL: |  |  |  | 0
D002 |  |  | MWR (Morale, Welfare, and Recreation) - CNRE FUNDED
| 1502000 |  | Facility Investment
|  | 3.1 | Emergency, Urgent, and Routine (E/U/R) Work
D002AA | 1502000 | 3.1.1 | Emergency | 12 | MO |  | 0
D002AB | 1502000 | 3.1.2 | Urgent | 12 | MO |  | 0
D002AC | 1502000 | 3.1.3 | Routine | 12 | MO |  | 0
|  | 3.4 | Integrated Maintenance Program (IMP)
D002AD | 1502000 | 3.4.2 | Fire Protection Systems | 12 | MO |  | 0
|  | 3.6 | Other Recurring Services Program
D002AE | 1502000 | 3.6.1 | Exhaust Hoods and Ducts | 12 | MO |  | 0
D002AF | 1502000 | 3.6.9 | Vehicle Lift Maintenance | 12 | MO |  | 0
D002AG | 1502000 | 3.6.13 | Oil-Water Separators and Grease Traps Maintenance | 12 | MO |  | 0
| 1503010 |  | Custodial
D002AF | 1503010 | 3.1 | Scheduled Services | 12 | MO |  | 0
| 1503020 |  | Pest Control
D002AG | 1503020 | 3.1 | Scheduled Pest Control | 12 | MO |  | 0
D002AH | 1503020 | 3.3 | Pest Management Reporting | 12 | MO |  | 0
|  |  | MWR - SUBTOTAL: |  |  |  | 0
D003 |  |  | NEXCOM (Navy Exchange) - CNRE FUNDED
| 1502000 |  | Facility Investment
|  | 3.4 | Integrated Maintenance Program (IMP)
D003AA | 1502000 | 3.4.2 | Fire Protection Systems | 12 | MO |  | 0
|  | 3.6 | Other Recurring Services Program
D003AB | 1502000 | 3.6.1 | Exhaust Hoods and Ducts | 12 | MO |  | 0
| 1503020 |  | Pest Control
D003AB | 1503020 | 3.1 | Scheduled Pest Control | 12 | MO |  | 0
D003AC | 1503020 | 3.2 | Pest Control Service Orders | 12 | MO |  | 0
D003AD | 1503020 | 3.3 | Pest Management Reporting | 12 | MO |  | 0
| 1503030 |  | Integrated Solid Waste Management
D003AE | 1503030 | 3.1 - 3.5 | Recurring Work | 12 | MO |  | 0
|  |  | NEXCOM - SUBTOTAL: |  |  |  | 0
D004 |  |  | HAZMIN Center - CNRE FUNDED
| 1503010 |  | Custodial
D004AA | 1503010 | 3.1 | Scheduled Services | 12 | MO |  | 0
| 1503030 |  | Integrated Solid Waste Management
D004AB | 1503030 | 3.1 - 3.5 | Recurring Work | 12 | MO |  | 0
|  |  | HAZMIN Center - SUBTOTAL: |  |  |  | 0
D005 |  |  | BOA (Bank of America)
| 1503010 |  | Custodial
D005AA | 1503010 | 3.1 | Scheduled Services | 12 | MO |  | 0
| 1503030 |  | Integrated Solid Waste Management
D005AB | 1503030 | 3.1 - 3.5 | Recurring Work | 12 | MO |  | 0
|  |  | BOA SUBTOTAL: |  |  |  | 0
D006 |  |  | AMC (Air Mobility Command)
| 1502000 |  | Facility Investment
|  | 3.6 | Other Recurring Services Program
D006AA | 1502000 | 3.6.1 | Exhaust Hoods and Ducts | 12 | MO |  | 0
D006AB | 1502000 | 3.6.13 | Oil-Water Separators and Grease Traps Maintenance | 12 | MO |  | 0
| 1503010 |  | Custodial
D006AC | 1503010 | 3.1 | Scheduled Services | 12 | MO |  | 0
| 1503020 |  | Pest Control
D006AD | 1503020 | 3.1 | Scheduled Pest Control | 12 | MO |  | 0
D006AE | 1503020 | 3.2 | Pest Control Service Orders | 12 | MO |  | 0
D006AF | 1503020 | 3.3 | Pest Management Reporting | 12 | MO |  | 0
| 1503030 |  | Integrated Solid Waste Management
D006AG | 1503030 | 3.1 - 3.5 | Recurring Work | 12 | MO |  | 0
|  |  | AMC SUBTOTAL: |  |  |  | 0
D007 |  |  | DHA (Defense Health Agency)
| 1502000 |  | Facility Investment
|  | 3.1 | Emergency, Urgent, and Routine (E/U/R) Work
D007AA | 1502000 | 3.1.1 | Emergency | 12 | MO |  | 0
D007AB | 1502000 | 3.1.2 | Urgent | 12 | MO |  | 0
D007AC | 1502000 | 3.1.3 | Routine | 12 | MO |  | 0
|  | 3.1 | Preventive Maintenance (PM) Program
D007AD | 1502000 | 3.3.1 | Interior and Exterior Lighting Systems | 12 | MO |  | 0
D007AE | 1502000 | 3.3.2 | Lightning Arrestors and Grounding Devices | 12 | MO |  | 0
D007AF | 1502000 | 3.3.3 | Vertical Transportation Equipment (VTE) | 12 | MO |  | 0
D007AG | 1502000 | 3.3.4 | Compressed Air Systems | 12 | MO |  | 0
D007AH | 1502000 | 3.3.5 | Auxiliary Generators | 12 | MO |  | 0
D007AJ | 1502000 | 3.3.6 | Uninterruptable Power Supply Systems (UPS) | 12 | MO |  | 0
D007AK | 1502000 | 3.3.7 | Medical Air, Gas, and Vacuum Systems | 12 | MO |  | 0
D007AL | 1502000 | 3.3.8 | Communication Systems | 12 | MO |  | 0
D007AM | 1502000 | 3.3.9 | Intrusion Detection Systems | 12 | MO |  | 0
D007AN | 1502000 | 3.3.10 | Closed Circuit Surveillance Systems | 12 | MO |  | 0
D007AP | 1502000 | 3.3.11 | Automatic, Fire, and Roll-Up Doors | 12 | MO |  | 0
D007AQ | 1502000 | 3.3.13 | Facility Electric System | 12 | MO |  | 0
D007AR | 1502000 | 3.3.14 | Reverse Osmosis and Water Purification System | 12 | MO |  | 0
D007AS | 1502000 | 3.3.15 | Aboveground (AST) and Underground (UST) Storage Tanks | 12 | MO |  | 0
D007AT | 1502000 | 3.3.16 | Overhead and Roll-Up Doors | 12 | MO |  | 0
D007AU | 1502000 | 3.3.18 | Drinking Fountains/Water Coolers | 12 | MO |  | 0
D007AV | 1502000 | 3.3.20 | Emergency Eye Wash Station | 12 | MO |  | 0
D007AW | 1502000 | 3.3.21 | Irrigation System | 12 | MO |  | 0
|  | 3.4 | Integrated Maintenance Program (IMP)
D007AX | 1502000 | 3.4.1 | HVAC and Refrigeration Systems | 12 | MO |  | 0
D007AY | 1502000 | 3.4.2 | Fire Protection Systems | 12 | MO |  | 0
D007AZ | 1502000 | 3.4.3 | Boilers and UPVs | 12 | MO |  | 0
|  | 3.5 | Inspection, Testing, and Certification Program
D007BA | 1502000 | 3.5.1 | Boilers and UPVs | 12 | MO |  | 0
D007BB | 1502000 | 3.5.2 | Vertical Transportation Equipment (VTE) | 12 | MO |  | 0
|  | 3.6 | Other Recurring Services Program
D007BC | 1502000 | 3.6.1 | Exhaust Hoods and Ducts | 12 | MO |  | 0
D007BD | 1502000 | 3.6.2 | HVAC Water Testing and Treatment Services | 12 | MO |  | 0
D007BE | 1502000 | 3.6.3 | Boiler Water Testing and Treatment Services | 12 | MO |  | 0
D007BF | 1502000 | 3.6.11 | Miscellaneous Equipment | 12 | MO |  | 0
D007BG | 1502000 | 3.6.16 | Lift Station Maintenance | 12 | MO |  | 0
| 1503010 |  | Custodial
D007BA | 1503010 | 3.1 | Scheduled Services | 12 | MO |  | 0
D007BB | 1503010 | 3.2 | MTF Other/Special Cleaning Services (DHA) | 12 | MO |  | 0
| 1503020 |  | Pest Control
D007BC | 1503020 | 3.1 | Scheduled Pest Control | 12 | MO |  | 0
D007BD | 1503020 | 3.3 | Pest Management Reporting | 12 | MO |  | 0
| 1503030 |  | Integrated Solid Waste Management
D007BE | 1503030 | 3.1 - 3.5 | Recurring Work | 12 | MO |  | 0
| 1503050 |  | Grounds Maintenance and Landscaping
D007BF | 1503050 | 3.1 | Improved Grounds | 12 | MO |  | 0
D007BG | 1503050 | 3.4 | Outdoor Waste Collection | 12 | MO |  | 0
|  |  | DHA SUBTOTAL: |  |  |  | 0
D008 |  |  | DeCA (Defense Commissary Agency)
| 1502000 |  | Facility Investment
|  | 3.1 | Emergency, Urgent, and Routine (E/U/R) Work
D008AA |  | 3.1.2 | Urgent | 12 | MO |  | 0
|  | 3.1 | Preventive Maintenance (PM) Program
D008AB | 1502000 | 3.3.3 | Vertical Transportation Equipment (VTE) | 12 | MO |  | 0
|  | 3.4 | Integrated Maintenance Program (IMP)
D008AC | 1502000 | 3.4.2 | Fire Protection Systems | 12 | MO |  | 0
|  | 3.5 | Inspection, Testing, and Certification Program
D008AD | 1502000 | 3.5.2 | Vertical Transportation Equipment (VTE) | 12 | MO |  | 0
|  | 3.6 | Other Recurring Services Program
D008AE | 1502000 | 3.6.13 | Oil-Water Separators and Grease Traps Maintenance | 12 | MO |  | 0
| 1503020 |  | Pest Control
D008AE | 1503020 | 3.1 | Scheduled Pest Control | 12 | MO |  | 0
D008AF | 1503020 | 3.2 | Pest Control Service Orders | 12 | MO |  | 0
D008AG | 1503020 | 3.3 | Pest Management Reporting | 12 | MO |  | 0
| 1503030 |  | Integrated Solid Waste Management
D008AH | 1503030 | 3.1 - 3.5 | Recurring Work | 12 | MO |  | 0
|  |  | DeCA SUBTOTAL: |  |  |  | 0
D009 |  |  | DCS (Defense Courier Service)
| 1502000 |  | Facility Investment
|  | 3.4 | Integrated Maintenance Program (IMP)
D009AA | 1502000 | 3.4.2 | Fire Protection Systems | 12 | MO |  | 0
|  |  | DCS SUBTOTAL: |  |  |  | 0
D010 |  |  | DoDEA (Department of Defense Education Activity)
| 1503030 |  | Integrated Solid Waste Management
D010AA | 1503030 | 3.1 - 3.5 | Recurring Work | 12 | MO |  | 0
|  |  | DoDEA SUBTOTAL: |  |  |  | 0
D011 |  |  | DLA DISTRIBUTION
| 1502000 |  | Facility Investment
|  | 3.1 | Emergency, Urgent, and Routine (E/U/R) Work
D011AA | 1502000 | 3.1.1 | Emergency | 12 | MO |  | 0
D011AB | 1502000 | 3.1.2 | Urgent | 12 | MO |  | 0
D011AC | 1502000 | 3.1.3 | Routine | 12 | MO |  | 0
|  | 3.1 | Preventive Maintenance (PM) Program
D011AD | 1502000 | 3.3.3 3.5.2 | Vertical Transportation Equipment (VTE) | 12 | MO |  | 0
D011AE | 1502000 | 3.3.15 | Aboveground (AST) and Underground (UST) Storage Tanks | 12 | MO |  | 0
|  | 3.4 | Integrated Maintenance Program (IMP)
D011AF | 1502000 | 3.4.2 | Fire Protection Systems | 12 | MO |  | 0
|  | 3.5 | Inspection, Testing, and Certification Program
D011AG | 1502000 | 3.5.2 | Vertical Transportation Equipment (VTE) | 12 | MO |  | 0
|  | 3.6 | Other Recurring Services Program
D011AH | 1502000 | 3.6.4 | Solar Panel Maintenance | 12 | MO |  | 0
D011AJ | 1502000 | 3.6.5 | Gutter and Roof Inspections | 12 | MO |  | 0
D011AK | 1502000 | 3.6.12 | Fall Protection Lifeline Systems Inspection and Certification | 12 | MO |  | 0
| 1503020 |  | Pest Control
D011AL | 1503020 | 3.1 | Scheduled Pest Control | 12 | MO |  | 0
D011AM | 1503020 | 3.2 | Pest Control Service Orders | 12 | MO |  | 0
D011AN | 1503020 | 3.3 | Pest Management Reporting | 12 | MO |  | 0
| 1503030 |  | Integrated Solid Waste Management
D011AP | 1503030 | 3.1 - 3.5 | Recurring Work | 12 | MO |  | 0
|  |  | DLA DISTRIBUTION SUBTOTAL: |  |  |  | 0
D012 |  |  | DLA DISPOSITION
| 1503010 |  | Custodial
D012AA | 1503010 | 3.1 | Scheduled Services | 12 | MO |  | 0
| 1503020 |  | Pest Control
D012AB | 1503020 | 3.1 | Scheduled Pest Control | 12 | MO |  | 0
D012AC | 1503020 | 3.2 | Pest Control Service Orders | 12 | MO |  | 0
D012AD | 1503020 | 3.3 | Pest Management Reporting | 12 | MO |  | 0
|  |  | DLA DISPOSITION SUBTOTAL: |  |  |  | 0
D013 |  |  | NAVSUP FUELS - DLA ENERGY FUNDED
| 1502000 |  | Facility Investment
|  | 3.1 | Emergency, Urgent, and Routine (E/U/R) Work
D013AA | 1502000 | 3.1.1 | Emergency | 12 | MO |  | 0
D013AB | 1502000 | 3.1.2 | Urgent | 12 | MO |  | 0
D013AC | 1502000 | 3.1.3 | Routine | 12 | MO |  | 0
|  | 3.1 | Preventive Maintenance (PM) Program
D013AD | 1502000 | 3.3.2 | Lightning Arrestors and Grounding Devices | 12 | MO |  | 0
D013AE | 1502000 | 3.3.09 15 | Aboveground (AST) and Underground (UST) Storage Tanks | 12 | MO |  | 0
D013AF | 1502000 | 3.3.12 18 | Drinking Fountains/Water Coolers | 12 | MO |  | 0
D013AF | 1502000 | 3.3.16 23 | POL Fuel Depot Facilities and Distribution Systems | 12 | MO |  | 0
D013AG | 1502000 | 3.3.17 24 | Aviation Fuel Support Systems | 12 | MO |  | 0
D013AH | 1502000 | 3.3.18 25 | Vehicle Fueling Station Systems | 12 | MO |  | 0
|  | 3.4 | Integrated Maintenance Program (IMP)
D013AI | 1502000 | 3.4.2 | Fire Protection Systems | 12 | MO |  | 0
|  | 3.6 | Other Recurring Services Program
D013AK | 1502000 | 3.6.5 | Gutter and Roof Inspections | 12 | MO |  | 0
D013AL | 1502000 | 3.6.13 | Oil-Water Separators and Grease Traps Maintenance | 12 | MO |  | 0
| 1503010 |  | Custodial
D013AM | 1503010 | 3.1 | Scheduled Services | 12 | MO |  | 0
|  |  | NAVSUP FUELS - DLA ENERGY FUNDED SUBTOTAL: |  |  |  | 0
D014 |  |  | FAMILY HOUSING
| 1401000 |  | Family Housing
D014AA | 1401000 | 3.1 | Family Housing (FH) Maintenance and Repairs
D014AB | 1401000 | 3.1.1.1 | Emergency | 12 | MO |  | 0
D014AC | 1401000 | 3.1.1.2 | Urgent | 12 | MO |  | 0
D014AD | 1401000 | 3.1.1.3 | Routine | 12 | MO |  | 0
D014AE | 1401000 | 3.1.2 | Scheduled Roof Cleaning | 12 | MO |  | 0
| 1502000 |  | Facility Investment
|  | 3.1 | Preventive Maintenance (PM) Program
D014AF | 1502000 | 3.3.21 | Irrigation System | 12 | MO |  | 0
|  | 3.4 | Integrated Maintenance Program (IMP)
D014AG | 1502000 | 3.4.1 | HVAC and Refrigeration Systems | 12 | MO |  | 0
D014AH | 1502000 | 3.4.3 | Boilers and UPVs | 12 | MO |  | 0
|  | 3.6 | Other Recurring Services Program
D014AJ | 1502000 | 3.6.2 | HVAC Water Testing and Treatment Services | 12 | MO |  | 0
D014AK | 1502000 | 3.6.4 | Solar Panel Maintenance | 12 | MO |  | 0
| 1503010 |  | Custodial
D014AL | 1503010 | 3.1 | Scheduled Services | 12 | MO |  | 0
| 1503020 |  | Pest Control
D014AM | 1503020 | 3.1 | Scheduled Pest Control | 12 | MO |  | 0
D014AN | 1503020 | 3.2 | Pest Control Service Orders | 12 | MO |  | 0
D014AN | 1503020 | 3.2.1 | Unscheduled Pest Control Services | 12 | MO |  | 0
D014AP | 1503020 | 3.3 | Pest Management Reporting | 12 | MO |  | 0
| 1503030 |  | Integrated Solid Waste Management
D014AQ | 1503030 | 3.1 - 3.5 | Recurring Work | 12 | MO |  | 0
| 1503050 |  | Grounds Maintenance and Landscaping
D014AR | 1503050 | 3.1 | Improved Grounds | 12 | MO |  | 0
| 1503060 |  | Pavement Clearance
D014AS | 1503060 | 3.1 | Improved Grounds | 12 | MO |  | 0
|  |  | HOUSING SUBTOTAL: |  |  |  | 0
D015 |  |  | UNACCOMPANIED HOUSING
| 1402000 | 3 | Recurring Work
D015AA | 1402000 | 3.1 | Unaccompanied Housing (UH) Maintenance and Repairs | 12 | MO |  | 0
D015AB | 1402000 | 3.2 | Change of Occupancy Maintenance (COM) Services
D015AB | 1402000 | 3.2 | COM - Small BQ Units | 150 | EA |  | 0
D015AC | 1402000 | 3.2 | COM - Common Areas BQ Units | 200 | EA |  | 0
D015AD | 1402000 | 3.2 | Complete Painting - Small BQ Units | 150 | EA |  | 0
D015AE | 1402000 | 3.2 | Complete Painting - Common Areas BQ Units | 200 | EA |  | 0
D015AF | 1402000 | 3.3 | Laundry Room Servicing | 12 | MO |  | 0
|  |  | UNACCOMPANIED HOUSING SUBTOTAL: |  |  |  | 0
D016 |  |  | GLOBAL HAWK
| 1502000 |  | Facility Investment
|  | 3.1 | Emergency, Urgent, and Routine (E/U/R) Work
D016AA | 1502000 | 3.1.1 | Emergency | 12 | MO |  | 0
D016AB | 1502000 | 3.1.2 | Urgent | 12 | MO |  | 0
D016AC | 1502000 | 3.1.3 | Routine | 12 | MO |  | 0
|  | 3.1 | Preventive Maintenance (PM) Program
D016AD | 1502000 | 3.3.1 | Interior and Exterior Lighting Systems | 12 | MO |  | 0
D016AE | 1502000 | 3.3.2 | Lightning Arrestors and Grounding Devices | 12 | MO |  | 0
D016AF | 1502000 | 3.3.4 | Compressed Air Systems | 12 | MO |  | 0
D016AG | 1502000 | 3.3.5 | Auxiliary Generators | 12 | MO |  | 0
D016AH | 1502000 | 3.3.6 | Uninterruptable Power Supply Systems (UPS) | 12 | MO |  | 0
D016AJ | 1502000 | 3.3.13 | Facility Electric Systems | 12 | MO |  | 0
D016AK | 1502000 | 3.3.15 | Aboveground (AST) and Underground (UST) Storage Tanks | 12 | MO |  | 0
D016AL | 1502000 | 3.3.16 | Overhead and Roll-Up Doors | 12 | MO |  | 0
D016AM | 1502000 | 3.3.17 | Hangar Door | 12 | MO |  | 0
D016AN | 1502000 | 3.3.18 | Drinking Fountains/Water Coolers | 12 | MO |  | 0
D016AP | 1502000 | 3.3.20 | Emergency Eyewash Station | 12 | MO |  | 0
D016AQ | 1502000 | 3.3.25 | Vehicle Arrestor System | 12 | MO |  | 0
D016AR | 1502000 | 3.3.26 | Flood Gate | 12 | MO |  | 0
| 1502000 | 3.4 | Integrated Maintenance Program (IMP)
D016AS | 1502000 | 3.4.1 | HVAC and Refrigeration Systems | 12 | MO |  | 0
D016AT | 1502000 | 3.4.2 | Fire Protection Systems | 12 | MO |  | 0
D016AU | 1502000 | 3.4.3 | Boilers and UPVs | 12 | MO |  | 0
|  | 3.5 | Inspection, Testing, and Certification Program
D016AV | 1502000 | 3.5.1 3.4.3 | Boilers and UPVs | 12 | MO |  | 0
Other Recurring Services Program
D016AW | 1502000 | 3.6.2 | HVAC Water Testing and Treatment Services | 12 | MO |  | 0
D016AX | 1502000 | 3.6.3 | Boiler Water Testing and Treatment Services | 12 | MO |  | 0
D016AY | 1502000 | 3.6.4 | Solar Panel Maintenance | 12 | MO |  | 0
D016AZ | 1502000 | 3.6.6 | Gutter Maintenance | 12 | MO |  | 0
D016BA | 1502000 | 3.6.14 15 | Fire Extinguisher Inspection and Maintenance | 12 | MO |  | 0
D016BB | 1502000 | 3.6.15 | Lift Station Maintenance | 12 | MO |  | 0
| 1503010 |  | Custodial
D016BC | 1503010 | 3.1 | Scheduled Services | 12 | MO |  | 0
| 1503020 |  | Pest Control
D016BD | 1503020 | 3.1 | Scheduled Pest Control | 12 | MO |  | 0
D016BE | 1503020 | 3.2 | Pest Control Service Orders | 12 | MO |  | 0
D016BF | 1503020 | 3.3 | Pest Management Reporting | 12 | MO |  | 0
| 1503030 |  | Integrated Solid Waste Management
D016BG | 1503030 | 3.1 - 3.5 | Recurring Work | 12 | MO |  | 0
|  |  | GLOBAL HAWK SUBTOTAL: |  |  |  | 0
D017 |  |  | NCIS
| 1502000 |  | Facility Investment
| 1502000 | 3.4 | Integrated Maintenance Program (IMP)
D017AA | 1502000 | 3.4.2 | Fire Protection Systems | 12 | MO |  | 0
| 1503010 |  | Custodial
D017AB | 1503010 | 3.1 | Scheduled Services | 12 | MO |  | 0
|  |  | NCIS SUBTOTAL: |  |  |  | 0
D018 |  |  | NAVY LODGE
| 1502000 |  | Facility Investment
|  | 3.1 | Emergency, Urgent, and Routine (E/U/R) Work
D018AA | 1502000 | 3.1.1 | Emergency | 12 | MO |  | 0
D018AB | 1502000 | 3.1.2 | Urgent | 12 | MO |  | 0
D018AC | 1502000 | 3.1.3 | Routine | 12 | MO |  | 0
| 1502000 | 3.4 | Integrated Maintenance Program (IMP)
D018AD | 1502000 | 3.4.2 | Fire Protection Systems | 12 | MO |  | 0
|  |  | NAVY LODGE SUBTOTAL: |  |  |  | 0
D019 |  |  | NGIS
| 1502000 |  | Facility Investment
|  | 3.1 | Emergency, Urgent, and Routine (E/U/R) Work
D019AA | 1502000 | 3.1.1 | Emergency | 12 | MO |  | 0
D019AB | 1502000 | 3.1.2 | Urgent | 12 | MO |  | 0
D019AC | 1502000 | 3.1.3 | Routine | 12 | MO |  | 0
| 1503010 |  | Custodial
D019AD | 1503010 | 3.1 | Scheduled Services | 12 | MO |  | 0
| 1503030 |  | Integrated Solid Waste Management
D019AE | 1503030 | 3.1 - 3.5 | Recurring Work | 12 | MO |  | 0
| 1503050 |  | Ground Maintenance and Landscaping
D019AF | 1503050 | 3.4 | Outdoor Waste Collection | 12 | MO |  | 0
|  |  | NGIS SUBTOTAL: |  |  |  | 0
D020 |  |  | SPACE FORCE
| 1502000 |  | Facility Investment
|  | 3.1 | Emergency, Urgent, and Routine (E/U/R) Work
D020AA | 1502000 | 3.1.1 | Emergency | 12 | MO |  | 0
D020AB | 1502000 | 3.1.2 | Urgent | 12 | MO |  | 0
D020AC | 1502000 | 3.1.3 | Routine | 12 | MO |  | 0
|  | 3.1 | Preventive Maintenance (PM) Program
D020AD | 1502000 | 3.3.5 | Auxiliary Generators | 12 | MO |  | 0
D020AE | 1502000 | 3.3.13 | Facility Electric Systems | 12 | MO |  | 0
D020AF | 1502000 | 3.3.18 | Drinking Fountains/Water Coolers | 12 | MO |  | 0
| 1502000 | 3.4 | Integrated Maintenance Program (IMP)
D020AG | 1502000 | 3.4.1 | HVAC and Refrigeration Systems | 12 | MO |  | 0
D020AH | 1502000 | 3.4.2 | Fire Protection Systems | 12 | MO |  | 0
D020AJ | 1502000 | 3.4.3 | Boilers and UPVs | 12 | MO |  | 0
Other Recurring Services Program
D020AK | 1502000 | 3.6.2 | HVAC Water Testing and Treatment Services | 12 | MO |  | 0
D020AL | 1502000 | 3.6.4 | Solar Panel Maintenance | 12 | MO |  | 0
| 1503010 |  | Custodial
D020AM | 1503010 | 3.1 | Scheduled Services | 12 | MO |  | 0
| 1503020 |  | Pest Control
D020AN | 1503020 | 3.1 | Scheduled Pest Control | 12 | MO |  | 0
D020AP | 1503020 | 3.2 | Pest Control Service Orders | 12 | MO |  | 0
D020AQ | 1503020 | 3.3 | Pest Management Reporting | 12 | MO |  | 0
| 1503030 |  | Integrated Solid Waste Management
D020AR | 1503030 | 3.1 - 3.5 | Recurring Work | 12 | MO |  | 0
|  |  | SPACE FORCE SUBTOTAL: |  |  |  | 0
D021 |  |  | DLA ENERGY
| 1503010 |  | Custodial
D021AA | 1503010 | 3.1 | Scheduled Services | 12 | MO |  | 0
| 1503020 |  | Pest Control
D021AA | 1503020 | 3.1 | Scheduled Pest Control | 12 | MO |  | 0
D021AB | 1503020 | 3.3 | Pest Management Reporting | 12 | MO |  | 0
|  |  | DLA ENERGY SUBTOTAL: |  |  |  | 0
D022 |  |  | MWR (Morale, Welfare, and Recreation)
| 1502000 |  | Facility Investment
|  | 3.6 | Other Recurring Services Program
D022AE | 1502000 | 3.6.1 | Exhaust Hoods and Ducts | 12 | MO |  | 0
D022AG | 1502000 | 3.6.13 | Oil-Water Separators and Grease Traps Maintenance | 12 | MO |  | 0
|  |  | MWR SUBTOTAL: |  |  |  | 0
D023 |  |  | NEXCOM (Navy Exchange)
| 1502000 |  | Facility Investment
|  | 3.6 | Other Recurring Services Program
D023AA | 1502000 | 3.6.1 | Exhaust Hoods and Ducts | 12 | MO |  | 0
|  |  | NEXCOM SUBTOTAL: |  |  |  | 0
TOTAL FOR LINE ITEM 0007 - 3RD OPTION YEAR - RECURRING WORK (ELINs D001 THROUGH D023 21) | [6 empty] | 0
SECTION J
EXHIBIT A
Unit Price Per Linear Foot to Provide Red Wood or Cedar Fence Including Dog Ear Fence Boards, Posts, Rails, Braces and all Hardware.
Fence Board Height of 6'
Unit Price Per Linear Foot to Provide Reconditioning and Maintenance Service for Barbwire Fence.
Unit Price Per Linear Foot to Provide Red Wood or Cedar Fence Including Dog Ear Fence Boards, Posts, Rails, Braces and all Hardware.
Fence Board Height of 6'
Unit Price Per Linear Foot to Provide Reconditioning and Maintenance Service for Ornamental Steel Fence.
Unit Price Per Linear Foot to Provide Red Wood or Cedar Fence Including Dog Ear Fence Boards, Posts, Rails, Braces and all Hardware.
Fence Board Height of 6'
Unit Price Per Linear Foot to Provide Reconditioning and Maintenance Service for Wood Fence.
PROVIDE A UNIT PRICE FOR THE REMOVAL AND DISPOSAL OF FENCE COMPLETE, FENCE POSTS, BARBWIRE, BARBED TAPE.
IN ACCORDANCE WITH SECTION C, C.10.1.l
ELIN A001EW through A001FI
Unit Price Per Linear Foot to Provide Red Wood or Cedar Fence Including Dog Ear Fence Boards, Posts, Rails, Braces and all Hardware.
Fence Board Height of 6'
Unit Price Per Linear Foot to Provide Removal Service for Chain link Fence.
Including Fabric, Posts, Gates, Rails, Tension Wire, Barbwire/Barbed Tape.
Unit Price Per Linear Foot to Provide Red Wood or Cedar Fence Including Dog Ear Fence Boards, Posts, Rails, Braces and all Hardware.
Fence Board Height of 6'
Unit Price Per Linear Foot to Provide Removal Service for Chain link Fence Gates including tracks (not posts).
Unit Price Per Linear Foot to Provide Red Wood or Cedar Fence Including Dog Ear Fence Boards, Posts, Rails, Braces and all Hardware.
Fence Board Height of 6'
Unit Price Per Linear Foot to Provide Removal Service for Ornamental Steel Fence. Including Posts and Gates
Unit Price Per Linear Foot to Provide Red Wood or Cedar Fence Including Dog Ear Fence Boards, Posts, Rails, Braces and all Hardware.
Fence Board Height of 6'
Unit Price Per Linear Foot to Provide Removal Service for Wood Fence. Including Posts and Gates.
Unit Price Per Linear Foot to Provide Red Wood or Cedar Fence Including Dog Ear Fence Boards, Posts, Rails, Braces and all Hardware.
Fence Board Height of 6'
Unit Price Per Linear Foot to Provide Removal Service for Barbwire Fence. Including Posts and all wire.
Unit Price Per Linear Foot to Provide Red Wood or Cedar Fence Including Dog Ear Fence Boards, Posts, Rails, Braces and all Hardware.
Fence Board Height of 6'
Unit Price Each to Provide Removal Service for Fence Posts. Including Posts Footing with Braces and Supports as Required.
Unit Price Per Linear Foot to Provide Red Wood or Cedar Fence Including Dog Ear Fence Boards, Posts, Rails, Braces and all Hardware.
Fence Board Height of 6'
Unit Price Each to Provide Removal Service for Fence Posts. Post Cut-off Flush.
Unit Price Per Linear Foot to Provide Red Wood or Cedar Fence Including Dog Ear Fence Boards, Posts, Rails, Braces and all Hardware.
Fence Board Height of 6'
Unit Price Each to Provide Removal Service for Fence Posts. Driven Post.
Unit Price Per Linear Foot to Provide Red Wood or Cedar Fence Including Dog Ear Fence Boards, Posts, Rails, Braces and all Hardware.
Fence Board Height of 6'
Unit Price Each to Provide Removal Service for Fence Posts. Including Posts Footing with Braces and Supports as Required.
Posts Set in Concrete/Asphalt.
Unit Price Per Linear Foot to Provide Red Wood or Cedar Fence Including Dog Ear Fence Boards, Posts, Rails, Braces and all Hardware.
Fence Board Height of 6'
Unit Price Per Square Foot to Patch and Refinish Concrete or Asphalt Surface.
Surface Depth to Match Surrounding.
Unit Price Each to Remove and Dispose of or Save and Store (for reuse) Barbwire Single Arm Support.
Unit Price Each to remove and Dispose of or Save and Store (for reuse) Barbwire Double (V) Arm Support.
Lump Sum Price for the recycling of removed materials. Based on a Percentage Added to Removal Item Ordered
SECTION J
EXHIBIT A
Lump Sum Price for the Recycling of Removed Materials. Based on a Percentage Added to Removal Item Ordered, ELIN A001EK to A001EW. Figured on a Quantity of 1,000. The Quantity Provided is for Establishing the Percentage Rate Only.
PROVIDE A UNIT PRICE TO PERFORM EXPEDITED SERVICES.
IN ACCORDANCE WITH SECTION C, C.10.2
ELIN A001FJ
Lump Sum Price for Expedited Maintenance and Repair Services. Based on a Percentage Added to Task Order Total. Figured on a Quantity of 1,000. The Quantity Provided is for Establishing the Percentage Rate Only.
SECTION J
EXHIBIT A
SECTION J
EXHIBIT A
PROVIDE A UNIT PRICE FOR THE RENTAL OF TEMPORARY CHAIN LINK FENCE.
IN ACCORDANCE WITH SECTION C, C.10.3
ELIN A001FK THROUGH A001FP
Unit Price Per Linear Foot to Provide Red Wood or Cedar Fence Including Dog Ear Fence Boards, Posts, Rails, Braces and all Hardware.
Fence Board Height of 6'
Unit Price Per Linear Foot to Provide Temporary Chain link Fence.
6' Fence Height
Driven Posts
Unit Price Per Linear Foot to Provide Red Wood or Cedar Fence Including Dog Ear Fence Boards, Posts, Rails, Braces and all Hardware.
Fence Board Height of 6'
Unit Price Per Linear Foot to Provide Temporary Chain link Fence.
12' Panel, 6' Height
Driven Posts
Unit Price Per Linear Foot to Provide Red Wood or Cedar Fence Including Dog Ear Fence Boards, Posts, Rails, Braces and all Hardware.
Fence Board Height of 6'
Unit Price Per Linear Foot to Provide Temporary Chain link Fence.
12' Panel, 6' Height, Free-Standing
Unit Price Per Linear Foot to Provide Red Wood or Cedar Fence Including Dog Ear Fence Boards, Posts, Rails, Braces and all Hardware.
Fence Board Height of 6'
Unit Price Per Linear Foot to Provide Red Wood or Cedar Fence Including Dog Ear Fence Boards, Posts, Rails, Braces and all Hardware.
Fence Board Height of 6'
Unit Price Per Linear Foot to Provide Temporary Chain link Fence.
Driven Posts
With Barbwire, 7' Fence Height
Unit Price Per Linear Foot to Provide Red Wood or Cedar Fence Including Dog Ear Fence Boards, Posts, Rails, Braces and all Hardware.
Fence Board Height of 6'
Unit Price Per Linear Foot to Provide Temporary Chain link Fence.
12' Panel, With Barbwire, 7' Height
Driven Posts
Unit Price Per Linear Foot to Provide Red Wood or Cedar Fence Including Dog Ear Fence Boards, Posts, Rails, Braces and all Hardware.
Fence Board Height of 6'
Unit Price Per Linear Foot to Provide Temporary Chain link Fence.
12' Panel, With Barbwire, 7' Height,
Free-Standing

## CLIN 008 - 3rd OP - NRW
ATTACHMENT J-0200000-12 XX
EXHIBIT LINE ITEM NUMBERS
SOLICITATION/CONTRACT # N62470-25-R-0020 XX-R-00XX
EXHIBIT D A - THIRD OPTION BASE PERIOD - NON-RECURRING WORK
CLIN 0008
Non-Recurring Work Price - 3rd Option Period
PROVIDE PRICES TO PERFORM NON-RECURRING WORK - IN ACCORDANCE WITH SECTION C, SPEC ITEM 4, AND TO PRICE ADDITIONS AND DELITIONS TO THE RECURRING WORK REQUIREMENTS - IN ACCORDANCE WITH ANNEX 0200000, SPEC ITEM 2.14.1, RECURRING WORK PREPARATION OF PROPOSAL
ELINs D700 THROUGH D1032
ELIN | Annex/Sub-Annex | Short Description | Long Description | Unit Price (USD) | Unit of Issue | Estimated Quantities | Extended Price (USD)
UNIT PRICED TASK (UPT) WORK
| 200000 |  | Management and Administration
D700 |  | Naval Hospital Disaster Exercise Staff Support Requirements | Provide labor, management, supervision, tools, material and equipment to provide onsite labor at Building 273, NAS I, to support Naval Hospital disaster exercises within response and completion times specified in J-0200000-10, Naval Hospital Disaster Exercise Support Requirements (Non-Recurring/IDIQ), Section J. Respond within 1 working day or as specified in the orders. |  | EA | 5 | 0
D701-D705 | Reserved
| 1401000 |  | Family Housing
D706 |  | FH Change of Occupancy Maintenance (COM) | Provide labor, management, supervision, tools, material and equipment to perform Change of Occupancy Maintenance including all requirements per J-1401000-07 Performance Objectives and Standards, J-1401000-08 Change of Occupancy Maintenance Notice of Vacancy and Work Completion, J-1401000-09 FH Change of Occupancy Maintenance Checklist, and J-1401000-10 Listing of FH Change of Occupancy Maintenance Tasks, Section J, at the ordered location. Complete all work within 3 working days or as specified in the order. |  | EA | 4 | 0
D707 |  | FH Bathtub Replacement | Provide labor, management, supervision, tools, material and equipment to replace a bathtub with a new commercial grade fixture including removal of existing tub and installation of new shower valves and caulking at the ordered location. Where appropriate, single handle control valves shall be used. Complete all work within 3 working days during COM or as specified in the order. |  | EA | 4 | 0
D708 |  | FH Bathtub Liner Replacement | Provide labor, management, supervision, tools, material and equipment to replace a bathtub liner with a new commercial grade to match existing tub color including removal of existing liner and caulking of joints at the ordered location. Finished product shall be free of voids, loose spots, and cover tub from edge to edge and floor. Complete all work within 3 working days during COM or as specified in the order. |  | EA | 4 | 0
D709 |  | FH Bathtub and Shower Control Valves Replacement | Provide labor, management, supervision, tools, material and equipment to replace bathtub and shower control valves having new commercial grade bright chrome finish to match existing including removal of existing valves and caulking of joints at the ordered location. Complete all work within 3 working days during COM or as specified in the order. |  | EA | 8 | 0
D710 |  | FH Kitchen Sink Replacement | Provide labor, management, supervision, tools, material and equipment to replace a kitchen sink with new sink to match existing to include removal of existing sink, single chrome finish control high spout kitchen faucet with spray arm, continuous waste drain and p-trap at the ordered location. Completed installation shall be free of leaks and present a finished appearance. Complete all work within 3 working days during COM or as specified in the order. |  | EA | 4 | 0
D711 |  | FH Countertop Replacement | Provide labor, management, supervision, tools, material and equipment to replace a countertop to include removal of existing top, removal and reinstallation of sink, and installation of new granite top as specified, sealing/grouting of joints per manufacturer's recommendations, 10 centimeter back splash, and drip edge at the ordered location. Complete all work within 3 working days during COM or as specified in the order. |  | EA | 4 | 0
D712 |  | FH Cabinet Doors Replacement | Provide labor, management, supervision, tools, material and equipment to replace cabinet doors with new doors to match existing door style, materials and finish to include removal of existing doors, new hinges, latch and handle hardware at the specified location. Complete all work within 3 working days during COM or as specified in the order. |  | EA | 4 | 0
D713 |  | FH Exhaust Hood Replacement | Provide labor, management, supervision, tools, material and equipment to replace a range exhaust hood with new hood to match existing to include removal of existing hood at the ordered location. New hood shall be complete with removable washable filtering element, 3 speed fan, and 2 level light. Complete all work within 3 working days during COM or as specified in the order. |  | EA | 4 | 0
D714 |  | FH Screen Door Replacement | Provide labor, management, supervision, tools, material and equipment to replace an exterior screen door with new aluminum security type door (approx. 210 x 85 centimeters) to match existing opening to include removal of existing door, new deadbolt locking system and minimum of 2 sets of keys at the ordered location. Complete all work within 3 working days during COM or as specified in the order. |  | EA | 4 | 0
D715 |  | FH Door Replacement (Exterior and Interior) | Provide labor, management, supervision, tools, material and equipment to replace an exterior or interior door with new door to match existing style, wood species and finish to include removal of existing door, touchup of scratches and nicks in adjoining frame, and reinstallation of existing hardware where unrepairable at the ordered location. Exterior doors shall be solid core (not core filled) and replaced the same day work is started. Metal exterior doors shall meet the industrial standards requirements for thermos insulated pre-factory finished exterior doors and frames. Doors shall be plumbed and planed (to include appropriate bevel) to provide a minimum 3 millimeter finished clearance between door and adjoining head and jambs, and trimmed to provide adequate clearance above the floor. Complete all work within 3 working days during COM or as specified in the order. |  | EA | 10 | 0
D716 |  | FH Ceramic Tile Replacement | Provide labor, management, supervision, tools, material and equipment to replace ceramic tile with new tile to match existing on floors, walls, and window stools where broken, missing, cracked or discolored to include removal of existing tiles and grouting of new tiles at the ordered location. Marble saddles shall be replaced where damaged. Floor tiles shall be grouted as required to provide a waterproof seal. Where exact match is no longer available, remove and replace nondefective tiles to create a pattern to minimize visual effect of the style/color mismatch. Complete all work within 3 working days during COM or as specified in the order. |  | SM | 300 | 0
D717 |  | FH Terrazzo Tile Replacement | Provide labor, management, supervision, tools, material and equipment to replace terrazzo tile with new tile to match existing where broken, missing, cracked, spalled or discolored to include removal of defective tiles and grouting of new tiles at the ordered location. Floor tiles shall be regrouted as required to provide a waterproof seal. Where exact match is no longer available, remove and replace nondefective tiles to create a pattern to minimize visual effect of the style/color mismatch. Complete all work within 3 working days during COM or as specified in the order. |  | SM | 300 | 0
D718-D729 | Reserved
| 1402000 |  | Unaccompanied Housing
D730 |  | Bachelor Quarters Small Unit COM (Single Bedroom) | Provide labor, management, supervision, tools, material and equipment to perform complete Change of Occupancy Maintenance in a small BQ unit including all requirements per J-1402000-04 Change of Occupancy Maintenance Objectives and Standards and J-1402000-05 Listing of Change of Occupancy Maintenance Tasks in Section J at the ordered location. Complete all work within 2 working days during COM or as specified in the order. |  | EA | 50 | 0
D731 |  | Bachelor Quarters Common Area COM (Kitchette/Bathroom) | Provide labor, management, supervision, tools, material and equipment to perform complete Change of Occupancy Maintenance in a BQ unit common area including all requirements per J-1402000-04 Change of Occupancy Maintenance Objectives and Standards and J-1402000-05 Listing of Change of Occupancy Maintenance Tasks in Section J at the ordered location. Complete all work within 2 working days during COM or as specified in the order. |  | EA | 40 | 0
D732 |  | Bachelor Quarters Small Unit Painting (Single Bedroom) | Provide labor, management, supervision, tools, material and equipment to perform complete painting of a BQ small unit at the designated location. Complete all work within 2 working days during COM or as specified in the order. |  | EA | 50 | 0
D733 |  | Bachelor Quarters Common Area Painting (Kitchette/Bathroom) | Provide labor, management, supervision, tools, material and equipment to perform complete painting of a BQ common area including labor and materials at the designated location. Complete all work within 2 working days during COM or as specified in the order. |  | EA | 40 | 0
D734-D749 | Reserved
| 1502000 |  | Facility Investment
D750 |  | Roof Surface Cleaning | Provide labor, management, supervision, tools, material and equipment to clean entire surfaces of a facility roof including strainer(s) at the designated location. Complete all work within 3 working days or as specified in the order. |  | SM | 3000 | 0
D751 |  | Multi-story Roof Gutter Cleaning | Provide labor, management, supervision, tools, material and equipment to clean all roof gutters on a multi-story facility roof including downspouts and any underground drainage systems at the designated location(s). Work includes realigning and resecuring of gutters and downspouts where loose, sealing where leaking, and repair or replacement where damaged or missing. Complete all work within 3 working days or as specified in the order. |  | MR | 3000 | 0
D752 |  | Interior Painting | Provide labor, management, supervision, tools, material and equipment to paint interior surfaces of facilities using washable interior latex paint having a flat, semi-gloss or gloss finish and color as specified in the task order. Work includes surface preparation, priming and application of 2 finish coats of paint. All products shall be lead-free, odorless, nontoxic, and compatible with surfaces where being used. Complete all work within 3 working days or as specified in the order. |  | SM | 2000 | 0
D753 |  | Exterior Painting | Provide labor, management, supervision, tools, material and equipment to paint exterior surfaces of facilities using acrylic resin exterior type paint with and without quartz having a flat, semi-gloss or gloss finish and color as specified in the task order. Work includes surface preparation, priming and application of 2 roller applied finish coats of paint. All products shall be lead-free, odorless, nontoxic, and compatible with surfaces where being used. Complete all work within 3 working days or as specified in the order. |  | SM | 2000 | 0
D754 |  | Septic Tank Sludge Removal | Provide labor, management, supervision, tools, material and equipment to remove, weight and dispose of sludge from septic tanks at the designated location(s). Work includes pumping, removal of sludge, disposal of sludge and all transportation and disposal costs. Minimum quantity 500Kg. Sewage pipe cleaning not included. Complete all work within 3 working days or as specified in the order. |  | KG | 19500 | 0
D755 |  | Magnetic Key Card Locking Mechanism Replacement | Provide labor, management, supervision, tools, material and equipment to replace magnetic key card locksets in doors per technical specification 1502000, Section C. Complete all work within 1 working days or as specified in the order. |  | EA | 10 | 0
D756 |  | Portable Toilet Cabin | Provide labor, management, supervision, tools, material and equipment required to provide, deliver, clean and service portable toilet cabin(s) to specified location(s). Unit price per day/per toilet. General characteristics of the toilet cabins shall be as follows: Chemical operating WC; Thermosetting plastic composition white walls; Anti-skid plastic composition footboard; Sling hook for crane; Air grids and locks; Male/female external selector; Soap and toilet paper dispensers; Cleaning brush; Pedal flush; Pedal sink faucet; Mirror, Anti-vandalism door. Autonomy: approx. 250 uses. The Contractor shall clean and service portable toilet cabin(s) once per day as specified in the order to ensure all surfaces are cleaned, disinfected and deodorized, supplies are restocked, waste is removed and disposed of, and chemical are provided. The Contractor shall dispose of waste resulting from the use of portable toilet cabin(s) in accordance with all applicable Italian regulations. Portable toilet cabin(s) shall be removed within 1 working day past requirement termination. Delivery shall be completed within 2 calendar days or as specified in the order. Cost is based on a minimum 3 calendar days per unit (unit cost shall be per calendar day). |  | EA | 25 | 0
D757 |  | Bathroom Fixtures Replacement - Soap Dispenser | Provide labor, management, supervision, tools, material and equipment to supply and install new stainless steel soap dispenser. Provide customer with standard pre-approved fixture cut-sheets prior to installation for review. Complete all work within 3 working days or as specified in the order. |  | EA | 38 | 0
D758 |  | Bathroom Fixtures Replacement - Paper Towel Dispenser | Provide labor, management, supervision, tools, material and equipment to supply and install new stainless steel paper towel dispenser. Provide customer with standard pre-approved fixture cut-sheets prior to installation for review. Complete all work within 3 working days or as specified in the order. |  | EA | 38 | 0
D759 |  | Bathroom Fixtures Replacement - Toilet Paper Dispenser | Provide labor, management, supervision, tools, material and equipment to supply and install new stainless steel toilet paper dispenser. Provide customer with standard pre-approved fixture cut-sheets prior to installation for review. Complete all work within 3 working days or as specified in the order. |  | EA | 38 | 0
D760 |  | Leak Detection Services | Provide labor, management, supervision, tools, material and equipment to perform acoustic or other types of testing to find leaks and other subsurface utilities up to 100 linear meters. Contractor shall submit results of testing in duplicate hard copy format consistent with accepted standards and practices indicating locations o potential leaks. Complete all work within 2 working days or as specified in the order. |  | EA | 14 | 0
D761 |  | Video Inspection | Provide labor, management, supervision, tools, material and equipment required to perform video inspection of pipes and other confined spaces with video equipment up to 100 linear meters. Provide inspections results on DVD for government review and approval in duplicate prior to finalizing payment. Complete all work within 2 working days or as specified in the order. |  | EA | 14 | 0
D762 |  | Manlift Rental with Operator | Provide labor, management, supervision, tools, material and equipment required to rent manlift including operator per day. Manlift boom length shall be up to 35 meters. Contractor shall submit site-specific fall protection plan and provide daily safety and operational brief for personnel. This item is restricted to Public Works Department ordering. Complete all work within 2 working days or as specified in the order. |  | DA | 35 | 0
D763 |  | Hangar High Bay LED Lighting Fixture Replacement | Provide labor, management, supervision, tools, material and equipemnt required to replace 10-15 meters high hangar lighting. This requirment includes the use of appropriate equipment like scissor lift, scaffolding, or bucket truck (must be able to reach between 10 and 15 meters high depending on the hangar location). The Contractor shall follow all safety procedures for working at heights, such as using harnesses and ensuring proper fall protection is in place. Lights are up to 2500lumen, 400W each (230V/110V depending on the location). The Contractor shall replace entire lighting fixtures IAW manufacturers’ recommended procedures and OEM standards. Complete all work within 2 working days or as specified in the order. |  | EA | 50 | 0
D764 |  | Roads and Parking Lots Maintenance - Asphalt | Provide labor, management, supervision, tools, material and equipemnt required to road and parking lots maintenance and reparis, to include repair of of potholes on asphal roads. Tasks include but are not limited to: i. Preparation: a. - Identify and Mark: Locate the pothole and mark the area to be repaired, usually extending slightly beyond the damaged area. b. Remove Debris: - Clear the pothole of loose material, water, and any debris that might hinder the repair. c. Cut and Excavate: If necessary, cut the edges of the pothole to create a square or rectangular shape and remove damaged pavement to reach a stable base. d. Trim and Compact Base: Ensure the base of the pothole is trimmed and compacted for proper support. ii. Application: a. Tack Coat: Apply a bonding agent (tack coat) to the edges of the excavation to ensure a strong bond between the existing pavement and the new patching material. b. Fill with Patching Material: Backfill the pothole with appropriate patching material, which could be hot mix asphalt or a heated cold mix. iii. Compaction: Compact the patching material thoroughly using a roller, plate compactor, or other suitable equipment. iv. Finishing: a. Seal Joints: Seal the edges of the patch to prevent water infiltration. b. Clean Up: Remove any excess material or debris from the repaired area. c. Restriping: Where needed, restripe horizontal markings (road limits, stop signs and/or pedestrian crossing lines and similar). Complete all work within 5 working days or as specified in the order. |  | SM | 1500 | 0
D765 |  | Roads and Parking Lots Maintenance | Provide labor, management, supervision, tools, material and equipemnt required to road and parking lots maintenance and reparis, to include repair of of potholes, bumps and erosion on dirt road. Tasks include but are not limited to: i. Grading: Level the road surface, removing ruts and wash boarding, and reshaping the road crown ii. Pothole Patching: Backfill potholes with approved material for the area involved iii Drainage Maintenance: Clearing ditches and culverts to ensure water can flow freely away from the road surface iv. Shoulder Maintenance: Provide a stable edge to the road and ensure proper drainage Complete all work within 5 working days or as specified in the order. |  | SM | 2500 | 0
D766 |  | Pressure Washing Service - Dirt Road | Provide labor, management, supervision, tools, materials, and equipment required to perform pressure washing of asphalt and concrete roads, parking areas, sidewalks, exterior stairs, and exterior walls at designated locations. This includes the removal of debris, dirt, grime, oil, grease, moss, algae, mildew, and other surface contaminants. Surfaces shall be pre-treated as necessary to ensure effective cleaning while preventing damage." This may require work after normal working hours to prevent disruption to operations. Complete all work within 3 working days or as specified in the order. |  | SM | 2000 | 0
D767-D779 | Reserved
| 1503010 |  | Custodial
D780 |  | Vacuum Carpets and Rugs | Provide labor, management, supervision, tools, material, and equipment required to vacuum carpets and rugs to ensure they are clean. Complete all work within 3 working days or as specified in the order. |  | SM | 500 | 0
D781 |  | Carpet and Rug Deep Cleaning | Provide labor, management, supervision, tools, material, and equipment required to carpet and rug deep cleaning. The Contractor shall deep clean carpets and rugs to ensure that floors are clean and sightly. Acceptable methods for deep cleaning include shampooing, chemical extraction, steam cleaning, and other similar deep cleaning processes. Complete all work within 3 working days or as specified in the order. |  | SM | 500 | 0
D782 |  | Machine Scrub Floors | Provide labor, management, supervision, tools, material, and equipment required to machine scrub floors. Floor surfaces, including joints and corners, are clean and sightly, without embedded dirt, cleaning solution, film debris, stains, marks, wads of gum, tar and similar substances. Complete all work within 3 working days or as specified in the order. |  | SM | 1000 | 0
D783 |  | Damp Mop Floors | Provide labor, management, supervision, tools, material, and equipment required to damp mop floors. Kitchen and restroom floors shall be sanitized. This service includes the floors to be swept prior to wet-mopping. Complete all work within 3 working days or as specified in the order. |  | SM | 1000 | 0
D784 |  | Low Area Cleaning | Provide labor, management, supervision, tools, material, and equipment required to clean low areas. All dust and debris shall be removed. Low area cleaning includes all furniture and fixtures (e.g., doors, partitions, radiators, equipment, hand railings in stairways, grills, ledges, sills, walls, doors, light fixtures, chalk and dry boards and trays, miscellaneous hardware and bright metal work, and similar dust catching surfaces) to a maximum height of 2.1 meters above floor level. Complete all work within 3 working days or as specified in the order. |  | SM | 1000 | 0
D785 |  | High Area Cleaning | Provide labor, management, supervision, tools, material, and equipment required to clean high areas. High area cleaning includes all areas that are vertical and horizontal above 2.1 meters and can exceed 4 meters from floor level. Cleaning may be performed with extension tools or step ladders. All dust and debris shall be removed. Surfaces below the work shall be protected from dust and debris. Complete all work within 3 working days or as specified in the order. |  | SM | 1000 | 0
D786 |  | Interior Window Cleaning | Provide labor, management, supervision, tools, material, and equipment required to clean interior window surfaces and adjacent areas to ensure that surfaces are clean. The Contractor's cleaning techniques and products shall protect the integrity of the glass surface and finish and adjacent areas. Complete all work within 3 working days or as specified in the order. |  | SM | 1000 | 0
D787 |  | Exterior Ground Floor Window Cleaning | Provide labor, management, supervision, tools, material, and equipment required to clean exterior window surfaces and adjacent areas to ensure that surfaces are clean. The Contractor's cleaning techniques and products shall protect the integrity of the glass surface and finish and adjacent areas. Complete all work within 3 working days or as specified in the order. |  | SM | 500 | 0
D788 |  | Exterior Elevated Floor Window Cleaning | Provide labor, management, supervision, tools, material, and equipment required to clean exterior window surfaces above ground floors and adjacent areas to ensure that surfaces are clean. The Contractor's cleaning techniques and products shall protect the integrity of the glass surface and finish and adjacent areas. Complete all work within 3 working days or as specified in the order. |  | SM | 500 | 0
D789 |  | Window Blinds Cleaning | Provide labor, management, supervision, tools, material, and equipment required to remove, clean, and rehang window blinds. Complete all work within 3 working days or as specified in the order. |  | SM | 500 | 0
D790 |  | Glass Surface Cleaning | Provide labor, management, supervision, tools, material, and equipment required to clean glass surfaces. The Contract shall ensure that glass surfaces are sightly and free of all dirt and provide a clear, streak-, smudge- and mark-free appearance regardless of height. Glass surfaces include but are not limited to interior doors, (including associated transoms and sidelights). Complete all work within 3 working days or as specified in the order. |  | SM | 250 | 0
D791 |  | Restroom Cleaning and Servicing | Provide labor, management, supervision, tools, material, and equipment required to clean and servicing restrooms. All restroom surfaces are cleaned, sanitized and deodorized. Restroom supplies are completely restocked and all dispensers are in working condition. After work is completed, restrooms are clean, sanitary and sightly. Complete all work within 1 working days or as specified in the order. |  | SM | 500 | 0
D792 |  | Perimeter Area Cleaning | Provide labor, management, supervision, tools, material, and equipment required to debris removal. The Contractor shall police the area and remove all trash and debris. Area shall be free of all trash and debris and waste containers shall be emptied. This service may be ordered for the interior or exterior of buildings. Complete all work within 3 working days or as specified in the order. |  | SM | 1000 | 0
D793 |  | Stripping and Refinishing | Provide labor, management, supervision, tools, material, and equipment required to stripping and refinishing floors at designated location(s). Complete all work within 3 working days or as specified in the order. |  | SM | 3000 | 0
D794 |  | Cigarette Urn Cleaning | Provide labor, management, supervision, tools, material, and equipment required to remove and disposal of cigarettes waste, clean urn and refill with sand as required. Complete all work within 1 working days or as specified in the order. |  | EA | 100 | 0
D795 |  | Shower Revitalization | Provide labor, management, supervision, tools, material, and equipment required to deep clean floor and wall tiles and showers, clean caulk, re-grout and seal to restore wall and floor surfaces. It includes replacing shower liners and rings. Complete all work within 1 working days or as specified in the order. |  | EA | 50 | 0
D796 |  | Additional Custodial Services | Provide labor, management, supervision, tools, material and equipment to custodial services. Custodial work includes but is not limited to: emptying waste containers, low dusting, water fountains cleaning, sweeping/dust mopping, vacuum carpets and rugs, walk-off mats cleaning, damp mopping, restroom cleaning and restocking. Work shall be started within 2 hours after notification and may continue beyond government regular working hours with no price adjustments. Complete all work within 2 working days or as specified in the order. |  | HR | 240 | 0
D797 |  | Recreation Area / Furniture / Equipment Cleaning | Provide labor, management, supervision, tools, material, and equipment required to clean recreation areas, furniture and equipment. Areas to be serviced include courtyards for Buildings 170, 623, north canopy to Building 545 and west side of Building 318. - Bldg. 170: Courtyard measures approx. 590 sm (from Exit Door of Lobby Area to the end of Bldg. 170). There are six (6) rectangle tables, four (4) round tables, and seven (7) umbrellas. Courtyard, tables and umbrellas shall be pressure washed and cleaned with the use of appropriate detergent from bird droppings and all types of dirt. - Bldg. 623: Courtyard measures approx. 1200 sm (from Exit Door of Lobby Area to the end of Bldg. 623). There are two (2) rectangle tables, 11 round tables, and five (5) large umbrellas, seven (7) small umbrellas, and nine (9) benches. Courtyard, tables, umbrellas and benches shall be pressure washed and cleaned with the use of appropriate detergent from bird droppings and all types of dirt. Estimated annual cleaning events: six (6). Complete all work within 2 working days or as specified in the order. |  | EA | 6 | 0
D798-D809 | Reserved
| 1503020 |  | Pest Control
D810 |  | Adult Mosquito Surveillance | Provide labor, management, supervision, tools, material, and equipment required to conduct surveillance for adult mosquitos using light trap(s) and deliver catches to Naval Hospital Sigonella Preventive Medicine within 2 working days following receipt of the task order. Complete work within time periods specified in J-1503020. |  | EA | 16 | 0
D811 |  | Adult Mosquito Control | Provide labor, management, supervision, tools, material, and equipment required to apply a mosquito adulticide (ULV formulation) at the designated location(s) within time period of 24 hours to respond. Pest control services for adult mosquitoes shall be performed in the early morning hours (between 3am-6am). The Contractor shall nebulize and spray approved pesticide utilizing fog-generating equipment as requested in the order. Complete work within time periods specified in J-1503020. |  | KM | 16 | 0
D812 |  | Larval Mosquito Surveillance | Provide labor, management, supervision, tools, material, and equipment required to conduct surveillance of designated mosquito breeding sites for immature mosquitoes (eggs, larvae, and pupae). Time Period to Respond: within 2 working days. Complete work within time periods specified in J-1503020. |  | EA | 16 | 0
D813 |  | Larval and Pupal Mosquito Control | Provide labor, management, supervision, tools, material, and equipment required to control larval and pupal mosquitoes in designated area(s) and time periods to control within time period of 1 working day to respond. Complete work within time periods specified in J-1503020. |  | EA | 16 | 0
D814 |  | Nuisance Pest Control | Provide labor, management, supervision, tools, material, and equipment required to conduct surveillance and control ants, cockroaches, silverfish, centipedes, millipedes, beetles, fleas, spiders, and/or stored product pests at the designated location(s) per the applicable General Requirements and Performance Standards (Nuisance Pest Requirements) within time period of 3 working days to respond, 7 working days to obtain control, and 30 days to maintain control. |  | EA | 70 | 0
D815 |  | Disease Vector and Health Pest Control | Provide labor, management, supervision, tools, material, and equipment required to conduct surveillance and control bed bugs, bees, wasps, hornets, and other stinging arthropods, filth flies, and/or ticks at the designated location(s) per the applicable General Requirements and Performance Standards (Disease Vector and Health Pest Requirements) within time period of 1 working day to respond. |  | EA | 30 | 0
D816 |  | Vertebrate Pest Control | Provide labor, management, supervision, tools, material, and equipment required to conduct surveillance and control commensal rodents, pest birds, feral dogs and cats, and snakes in and around designated location(s) per the applicable General Requirements and Performance Standards (Vertebrate Pest Requirements) within time period of 24 hours to respond, and time periods to obtain and maintain control as specified in Pest Control Section J. |  | EA | 175 | 0
D817 |  | Termite and Other Wood Destroying Organisms Survey | Provide labor and materials to conduct surveillance in a facility for all termites species and other wood destroying organisms including fungal rots, carpenter ants, and wood boring beetles within following time periods to respond: within 4 hours after receipt of the order if reported as a swarm, otherwise, 5 working days. Complete work within time periods specified in J-1503020. |  | EA | 50 | 0
D818 |  | Termite Control | Provide labor, management, supervision, tools, material, and equipment required to control infestations of subterranean termites per J-1503020 (Termite Control Specifications) within time period of 5 working days after receipt of the task order to respond. Complete work within time periods specified in J-1503020. |  | SM | 300 | 0
D819 |  | Weed Control (Herbicide Treatment) | Provide labor, management, supervision, tools, material, and equipment required to perform selective herbicide treatment to the location(s) indicated on the order. Selective herbicide shall be handled and applied as indicated by the manufacturer printed directions/instructions. Herbicide products shall be registered at the Italian/Regional Ministry of Agriculture; shall be usable at locations normally frequented by persons / pets. Herbicide shall destroy only the infesting weeds without harming/damaging the surrounding ornamental vegetation (such as lawn, ornamental plants, etc.). All warning signs indicating herbicide application/contamination to limit/restrict utilization of the application areas shall be used and enforced for the decay period of the herbicide being used. Herbicide shall not be used when the environment conditions conflict with manufacturers printed directions. Herbicide products shall be submitted to the KO for approval prior their use. Use of not approved herbicide is prohibited. Time Period to Respond: 7 working days. |  | SM | 3500 | 0
D820 |  | Vertebrate Carcass Removal (up to 1 Kg) | Provide labor, management, supervision, tools, material, and equipment required to remove vertebrate carcass up to 1 Kg such as birds, cats, rats and similar size. Complete work within 1 working day or as specified in the order. |  | EA | 20 | 0
D821 |  | Vertebrate Carcass Removal (more than up to 5 Kg) | Provide labor, management, supervision, tools, material, and equipment required to remove vertebrate carcass from 1 Kg up to 5 Kg such as birds, cats, rats and similar size. Complete work within 1 working day or as specified in the order. |  | EA | 20 | 0
D822 |  | Stray and Feral Cats Management (live cats) | Provide labor, management, supervision, tools, material, equipment and coordination of efforts with local authorities (ASL) for the proper management of stray and feral cats. The Contractor shall place traps and/or outline area with portable fences/nets in locations as specified by the order. The Contractor shall check traps/fences/nets no less than every 12 hours or more often to ensure cat welfare depending on weather conditions (high heat, rain, cold, etc.). Traps/fences/nets shall be disabled during weekends, holidays and daily at close of business, and reopened at the beginning of the next working day. The Contractor shall monitor traps/fences/nets for 20 working days. Traps/fences/nets shall be re-baited and cleaned daily and maintained in proper working condition while in use. Upon capture of cat, the Contractor shall first scan the cat for ownership (i.e. microchip). United States registered cats shall be kept on base, the KO will be notified with scanned ownership data, and NSA Naples will reunite these U.S. registered animals with their registered owners. If cat ownership is determined to be Italian resident, the animal will be turned over to ASL for reuniting with the registered owner. If ownership cannot be determined (non-microchipped cat), the Contractor shall humanely transfer the cat to the local competent authority for examination, sterilization and return to original pickup location as per Italian law. At all times, the Contractor shall perform stray and feral cats management in full compliance with any applicable Navy policies and Italian laws, norms, decrees, and regulations in force at the time this service is ordered. Law compliance shall include but it not limited to: T.U.LL.SS. 1265/1934; R.P.V. – DPR 320/54; Legge 281/91 e recipient regional; Accordo Stato Regioni strutture veterinarie 2002; Accordo Stato Regioni benessere pet 2003; Legge 189/04; Decisione CE 998/04; O.M. 6.8.08 – O.M. 24.12.04 – O.M. 3.3.09. The Contractor shall feed and humanely handle and care for the cat from the moment of capture to the moment of release. No mistreatment of cats shall be tolerated at any time. Any pertinent documentation (i.e. ASL Intervention Report) shall be provided to the KO by close of business. Time Period to Respond: within 1 working day following receipt of the order. |  | EA | 15 | 0
D823-D829 | Reserved
| 1503030 |  | Integrated Solid Waste Management (ISWM)
D830 |  | Bulky Waste Removal and Disposal | Provide labor, management, supervision, tools, material, and equipment required to perform integrated solid waste management services. The Contractor shall removed and dispose bulky waste at the designed location(s). Bulky waste include appliances such as refrigerators, stoves, dishwashers, washers, driers, and electronic items such as monitors, computers, televisions, printers, and similar. Bulky waste shall be transported, disposed or recycled in accordance with applicable Italian/Municipal laws and regulations. Complete all work within 3 working days. Submit documentation supporting disposal/recycling within five working days. |  | CZ | 10 | 0
D831 |  | Solid Waste Removal and Disposal - Provide Commercial Container - 10 Cubic Meters | Provide labor, management, supervision, tools, material, and equipment required to perform integrated solid waste management services. The Contractor shall provide and deliver 10-cubic meter container(s) at location(s) identified in the order and dispose of the entire contents of solid waste. Waste shall be transported, disposed or recycled in accordance with applicable Italian/Municipal laws and regulations. Containers(s) shall be removed within 1 working day past requirement termination. Container(s) delivery shall be completed within 2 working days. The order will include the delivery date, location and duration. |  | EA | 5 | 0
D832 |  | Solid Waste Removal and Disposal - Provide Commercial Container - 20 Cubic Meters | Provide labor, management, supervision, tools, material, and equipment required to perform integrated solid waste management services. The Contractor shall provide and deliver 20-cubic meter container(s) at location(s) identified in the order and dispose of the entire contents of solid waste. Waste shall be transported, disposed or recycled in accordance with applicable Italian/Municipal laws and regulations. Containers(s) shall be removed within 1 working day past requirement termination. Container(s) delivery shall be completed within 2 working days. The order will include the delivery date, location and duration. |  | EA | 5 | 0
D833 |  | Mixed Construction Material Waste Removal and Disposal - Provide Commercial Container - 10 Cubic Meters | Provide labor, management, supervision, tools, material, and equipment required to perform integrated solid waste management services. The Contractor shall provide and deliver 10-cubic meter container(s) at location(s) identified in the order and dispose of mixed construction material waste. Mixed construction material waste shall be transported, disposed or recycled in accordance with applicable Italian/Municipal laws and regulations. Containers(s) shall be removed within 1 working day past requirement termination. Container(s) delivery shall be completed within 2 working days. The order will include the delivery date, location and duration. |  | EA | 10 | 0
D834 |  | Mixed Construction Material Waste Removal and Disposal - Provide Commercial Containers - 20 Cubic Meters | Provide labor, management, supervision, tools, material, and equipment required to perform integrated solid waste management services. The Contractor shall provide and deliver 20-cubic meter container(s) at location(s) identified in the order and dispose of mixed construction material waste. Mixed construction material waste shall be transported, disposed or recycled in accordance with applicable Italian/Municipal laws and regulations. Containers(s) shall be removed within 1 working day past requirement termination. Container(s) delivery shall be completed within 2 working days. The order will include the delivery date, location and duration. |  | EA | 5 | 0
D835 |  | Grass Cutting/Vegetation Removal and Disposal - Provide Commercial Container - 10 Cubic Meters | Provide labor, management, supervision, tools, material, and equipment required to perform integrated solid waste management services. The Contractor shall provide and deliver 10-cubic meter container(s) at location(s) identified in the order and dispose of grass cutting/vegetation waste. Grass cutting/vegetation waste shall be transported, disposed or recycled in accordance with applicable Italian/Municipal laws and regulations. Containers(s) shall be removed within 1 working day past requirement termination. Container(s) delivery shall be completed within 2 working days. The order will include the delivery date, location and duration. |  | EA | 5 | 0
D836 |  | Grass Cutting/Vegetation Removal and Disposal - Provide Commercial Container - 20 Cubic Meters | Provide labor, management, supervision, tools, material, and equipment required to perform integrated solid waste management services. The Contractor shall provide and deliver 20-cubic meter container(s) at location(s) identified in the order and dispose of grass cutting/vegetation waste. Grass cutting/vegetation waste shall be transported, disposed or recycled in accordance with applicable Italian/Municipal laws and regulations. Containers(s) shall be removed within 1 working day past requirement termination. Container(s) delivery shall be completed within 2 working days. The order will include the delivery date, location and duration. |  | EA | 5 | 0
D837 |  | Hard Plastic Removal and Disposal - Provide Commercial Container - 10 Cubic Meters | Provide labor, management, supervision, tools, material, and equipment required to perform integrated solid waste management services. The Contractor shall provide and deliver 10-cubic meter container(s) at location(s) identified in the order and dispose of hard plastic waste generated by construction/demolition activities such as waster pipes, electrical conduit and similar. Hard plastic waste shall be transported, disposed or recycled in accordance with applicable Italian/Municipal laws and regulations. Containers(s) shall be removed within 1 working day past requirement termination. Container(s) delivery shall be completed within 2 working days. The order will include the delivery date, location and duration. |  | EA | 5 | 0
D838 |  | Hard Plastic Removal and Disposal - Provide Commercial Container - 20 Cubic Meters | Provide labor, management, supervision, tools, material, and equipment required to perform integrated solid waste management services. The Contractor shall provide and deliver 20-cubic meter container(s) at location(s) identified in the order and dispose of hard plastic waste generated by construction/demolition activities such as waster pipes, electrical conduit and similar. Hard plastic waste shall be transported, disposed or recycled in accordance with applicable Italian/Municipal laws and regulations. Containers(s) shall be removed within 1 working day past requirement termination. Container(s) delivery shall be completed within 2 working days. The order will include the delivery date, location and duration. |  | EA | 5 | 0
D839 |  | Insulation Material Waste Removal and Disposal - Provide Commercial Container - 10 Cubic Meters | Provide labor, management, supervision, tools, material, and equipment required to perform integrated solid waste management services. The Contractor shall provide and deliver 10-cubic meter container(s) at location(s) identified in the order and dispose of insulation material waste. Insulation material waste shall be transported, disposed or recycled in accordance with applicable Italian/Municipal laws and regulations. Containers(s) shall be removed within 1 working day past requirement termination. Container(s) delivery shall be completed within 2 working days. The order will include the delivery date, location and duration. |  | EA | 5 | 0
D840 |  | Insulation Material Waste Removal and Disposal - Provide Commercial Container - 20 Cubic Meters | Provide labor, management, supervision, tools, material, and equipment required to perform integrated solid waste management services. The Contractor shall provide and deliver 20-cubic meter container(s) at location(s) identified in the order and dispose of insulation material waste. Insulation material waste shall be transported, disposed or recycled in accordance with applicable Italian/Municipal laws and regulations. Containers(s) shall be removed within 1 working day past requirement termination. Container(s) delivery shall be completed within 2 working days. The order will include the delivery date, location and duration. |  | EA | 5 | 0
D841 |  | Filtering Material Waste Removal and Disposal - Provide Commercial Container - 10 Cubic Meters | Provide labor, management, supervision, tools, material, and equipment required to perform integrated solid waste management services. The Contractor shall provide and deliver 10-cubic meter container(s) at location(s) identified in the order and dispose of filtering material waste. Filtering material waste shall be transported, disposed or recycled in accordance with applicable Italian/Municipal laws and regulations. Containers(s) shall be removed within 1 working day past requirement termination. Container(s) delivery shall be completed within 2 working days. The order will include the delivery date, location and duration. |  | EA | 5 | 0
D842 |  | Filtering Material Waste Removal and Disposal - Provide Commercial Container - 20 Cubic Meters | Provide labor, management, supervision, tools, material, and equipment required to perform integrated solid waste management services. The Contractor shall provide and deliver 20-cubic meter container(s) at location(s) identified in the order and dispose of filtering material waste. Filtering material waste shall be transported, disposed or recycled in accordance with applicable Italian/Municipal laws and regulations. Containers(s) shall be removed within 1 working day past requirement termination. Container(s) delivery shall be completed within 2 working days. The order will include the delivery date, location and duration. |  | EA | 5 | 0
D843 |  | Resin Filters Disposal (from reverse osmosis or similar processes) | Provide labor, management, supervision, tools, material, and equipment required to dispose of resin filters from reverse osmosis or similar processes. Resin filters shall be transported, disposed or recycled in accordance with applicable Italian/Municipal laws and regulations. Complete all work within 3 working days. Submit documentation supporting disposal/recycling within five working days. |  | EA | 5 | 0
D844 |  | Spoiled food Removal and Disposal - Food contained in can, plastic, tetra pack containers | Provide labor, management, supervision, tools, material, and equipment required to perform integrated solid waste management services. The Contractor shall removed and dispose spoiled food to include food contained in can, plastic, tetra pack containers at the designed location(s). Spoiled food waste shall be transported, disposed or recycled in accordance with applicable Italian/Municipal laws and regulations. Complete all work within 3 working days. Submit documentation supporting disposal/recycling within five working days. |  | EA | 5 | 0
D845 |  | Spoiled food Removal and Disposal - Meat and Dairy Products | Provide labor, management, supervision, tools, material, and equipment required to perform integrated solid waste management services. The Contractor shall removed and dispose spoiled food to include meat and dairy products at the designed location(s). Spoiled food waste shall be transported, disposed or recycled in accordance with applicable Italian/Municipal laws and regulations. Complete all work within 3 working days. Submit documentation supporting disposal/recycling within five working days. |  | EA | 5 | 0
D846 |  | Exterior Collection Point "Topsy 2000" | Provide labor, management, supervision, tools, material, and equipment required to provide and install new exterior collection point, "Topsy 2000", which consists of 4 "Topsy" containers, pole, panel, and cigarette plate. Respond within 2 working day from receipt of order. Container(s) delivery shall be completed within 30 calendar days. (**This item is available only to customers of the BOSC Custodial or Grounds Recurring Work) |  | EA | 5 | 0
D847 |  | Garage Collection Point "Gemini" | Provide labor, management, supervision, tools, material, and equipment required to provide and install new garage collection point, "Gemini", which consists of 2 "Gemini" containers and information stickers. Respond within 2 working day from receipt of order. Container(s) delivery shall be completed within 30 calendar days. (**This item is available only to customers of the BOSC Custodial or Grounds Recurring Work) |  | EA | 5 | 0
D848 |  | Food Court Collection Point "Nexus 200" | Provide labor, management, supervision, tools, material, and equipment required to provide and install new food court collection point, "Nexus 200", which consists of 1 "Nexus 200" container and information stickers. Respond within 2 working day from receipt of order. Container(s) delivery shall be completed within 30 calendar days. (**This item is available only to customers of the BOSC Custodial or Grounds Recurring Work) |  | EA | 10 | 0
D849 |  | Interior Collection Point "Nexus 100" | Provide labor, management, supervision, tools, material, and equipment required to provide and install new interior collection point, "Nexus 100", which consists of 1 "Nexus 100" with one stream, 1 "Nexus 100" duo for 2 streams, panel, information stickers, locks, and cardboard container for paper. Respond within 2 working day from receipt of order. Container(s) delivery shall be completed within 30 calendar days. (**This item is available only to customers of the BOSC Custodial or Grounds Recurring Work) |  | EA | 5 | 0
D850 |  | Mattress Pickup and Disposals | Provide labor, management, supervision, tools, material, and equipment required to provide mattress(e) pickup and disposal, to include Twin/Single, Queen and King mattress sizes. Mattess(s) shall be transported, disposed or recycled in accordance with applicable Italian/Municipal laws and regulations. The order will include pickup location(s) which may be around the installation inside facilities or exteior beside waste containers. Complete all work within 3 working days or as specified in the order. |  | EA | 20 | 0
D851-D859 | Reserved
| 1503050 |  | Grounds Maintenance and Landscaping
D860 |  | Lawn Mowing and Trimming | Provide labor, management, supervision, tools, material, and equipment required to mow and trim lawns. Grass shall be mowed at a height between 5 and 7 centimeters or as specified in the order. Grass adjacent to fencing, poles, walls, valves, trees, signs, valve boxes and other similar objects shall be trimmed to match the height and appearance of surrounding grass. Prior to mowing or trimming, remove and appropriately dispose of debris that interferes with the mowing or trimming operation. After cutting, grass shall have a uniform height. Grass clippings and trimmings shall be removed from sidewalks and other paved areas the same day the grass is cut and disposed of off the activity. Complete all work within 3 working days or as specified in the order. |  | SM | 10000 | 0
D861 |  | Edging | Provide labor, management, supervision, tools, material, and equipment required to edging. The Contractor shall edge where grass meets any concrete or asphalt surface, where grass abuts planter beds, or wherever needed to maintain a neat grass delineation. Edging shall provide a uniform edged cut 15 mm wide and 30 mm deep, or as specified in the order. All clippings and debris shall be removed the same day work is performed and disposed of off the activity. Complete all work within 3 working days or as specified in the order. |  | LM | 3000 | 0
D862 |  | Field Mowing / Under brushing | Provide labor, management, supervision, tools, material, and equipment required to remove vegetation per Spec Items 3.2.1, 3.2.3 and 3.2.3.1 of Section C. Vegetation shall be mowed to a height of 6 cm or as specified in the order. Complete all work within 3 working days or as specified in the order. |  | SM | 10000 | 0
D863 |  | Debris Removal | Provide labor, management, supervision, tools, material, and equipment required to perform debris removal per Spec Item 3.1.4 of Section C. The Contractor shall remove and properly dispose of natural debris (tree limbs, leaves, dry brush, rodent habitats, dead animals, etc.), and stray man-made trash/debris. All debris collected shall be removed the same day and disposed of off the activity. Complete all work within 3 working days or as specified in the order. |  | SM | 10000 | 0
D864 |  | Shrub and Hedges Maintenance (Stand-alone plants) | Provide labor, management, supervision, tools, material, and equipment required to perform shrub and hedge maintenance per Spec Item 3.1.5 of Section C. The Contractor shall prune shrubs and hedges according to their natural growth characteristics leaving them well shaped and balanced, and to promote proper health and growth. Retain typical growth habit of individual plant with as much height and spread as is practical. The Contractor shall prune shrubs and hedges to ensure there is no interference with pedestrians, vehicular traffic, and building encroachment. All debris resulting from work shall be removed the same day and disposed of off the activity. Complete all work within 3 working days or as specified in the order. |  | EA | 150 | 0
D865 |  | Hedge Pruning (Continuous Hedging) | Provide labor, management, supervision, tools, material, and equipment required to perform shrub and hedge maintenance per Spec Item 3.1.5 of Section C. The Contractor shall prune shrubs and hedges according to their natural growth characteristics leaving them well shaped and balanced, and to promote proper health and growth. Retain typical growth habit of individual plant with as much height and spread as is practical. The Contractor shall prune shrubs and hedges to ensure there is no interference with pedestrians, vehicular traffic, and building encroachment. All debris resulting from work shall be removed the same day and disposed of off the activity. Complete all work within 3 working days or as specified in the order. |  | LM | 2000 | 0
D866 |  | Tree Maintenance (Small - below and including 250 cm) | Provide labor, management, supervision, tools, material, and equipment required to perform tree maintenance per Spec Items 3.1.8 and 3.2.2 of Section C. The Contractor shall provide tree maintenance to ensure tree health and to prevent interference with pedestrian and vehicular traffic, and structure encroachment. Tree maintenance includes fertilization, pruning for health and safety, grass clearance, cleanup, removing dead, damaged or diseased wood, or structurally weak limbs and branches. Remove branches that extend over buildings or power lines, and endanger roofs, windows, or hang within 2,5 meters vertically of sidewalks, parking lots, and driveways. Trees are pruned according to their natural growth characteristics leaving them well shaped and balanced, and to promote proper health and growth. Retain typical growth habit of individual plant with as much height and spread as is practical. Pruning shall be accomplished by or under guidance of a certified arborist. Climbing devices that may cause damage to trees shall not be used. All debris resulting from work shall be removed the same day and disposed of off the activity. Complete all work within 3 working days or as specified in the order. |  | EA | 150 | 0
D867 |  | Tree Maintenance (Large - above 250 cm) | Provide labor, management, supervision, tools, material, and equipment required to perform tree maintenance per Spec Items 3.1.8 and 3.2.2 of Section C. The Contractor shall provide tree maintenance to ensure tree health and to prevent interference with pedestrian and vehicular traffic, and structure encroachment. Tree maintenance includes fertilization, pruning for health and safety, grass clearance, cleanup, removing dead, damaged or diseased wood, or structurally weak limbs and branches. Remove branches that extend over buildings or power lines, and endanger roofs, windows, or hang within 2,5 meters vertically of sidewalks, parking lots, and driveways. Trees are pruned according to their natural growth characteristics leaving them well shaped and balanced, and to promote proper health and growth. Retain typical growth habit of individual plant with as much height and spread as is practical. Pruning shall be accomplished by or under guidance of a certified arborist. Climbing devices that may cause damage to trees shall not be used. All debris resulting from work shall be removed the same day and disposed of off the activity. Complete all work within 3 working days or as specified in the order. |  | EA | 150 | 0
D868 |  | Tree and Stump Removal (Large 46 cm DBH and above) | Provide labor, management, supervision, tools material, and equipment required to remove trees including stumps and roots. Remove stumps to 30 cm below ground level and remove roots to 10 cm below level ground extending to 180 cm from tree. Treat to prevent regrowth. Backfill all excavated holes and replant with the same type of vegetation as surrounding area. Trees are sized by the Diameter at Breast Height (DBH). DBH is measured at 140 cm above ground level. Complete all work within 3 working days or as specified in the order. |  | EA | 25 | 0
D869 |  | Tree and Stump Removal (Medium 15 to 46 cm DBH) | Provide labor, management, supervision, tools material, and equipment required to remove trees including stumps and roots. Remove stumps to 30 cm below ground level and remove roots to 10 cm below ground extending to 180 cm from tree. Treat to prevent regrowth. Backfill all excavated holes and replant with the same type of vegetation as surrounding area. Trees are sized by the Diameter at Breast Height (DBH). DBH is measured at 140 cm above ground level. Complete all work within 3 working days or as specified in the order. |  | EA | 50 | 0
D870 |  | Tree and Stump Removal (Small up to 15 cm DBH) | Provide labor, management, supervision, tools material, and equipment required to remove trees including stumps and roots. Remove stumps to 30 cm below ground level and remove roots to 10 cm below ground extending to 180 cm from tree. Treat to prevent regrowth. Backfill all excavated holes and replant with the same type of vegetation as surrounding area. Trees are sized by the Diameter at Breast Height (DBH). DBH is measured at 140 cm above ground level. Complete all work within 3 working days or as specified in the order. |  | EA | 50 | 0
D871 |  | Shrub and Stump Removal | Provide labor, management, supervision, tools material, and equipment required to remove shrubs including stumps and roots. Remove stumps to 15 cm below ground level and remove all exposed roots. Treat to prevent regrowth. Backfill all excavated holes and replant with the same type of vegetation as surrounding area. Complete all work within 3 working days or as specified in the order. |  | EA | 100 | 0
D872 |  | Shrub Planting (1-gallon = liters 3.78) | Provide labor, management, supervision, tools material, and equipment required to plant new shrubs. All shrubs shall be nursery grown and bear certification indicating species, common name, and grade. Shrubs shall be healthy, living specimens considered number one grade stock. Planting procedures shall be in accordance with accepted nursery standards. The Contractor shall water and provide continuing care to ensure new plants develop properly. Shrubs established shall be of the 1-gallon (liters 3.78) size. Shrubs shall be planted in accordance with accepted horticultural standards, including fertilization, mulching, and watering. Shrub species shall be specified in the order. All plants that die or fail to develop noticeable growth within 1 year of planting shall be replaced by the Contractor with plants of like size and type, at no additional cost to the Government. Complete all work within 3 working days or as specified in the order. |  | EA | 150 | 0
D873 |  | Shrub Planting (5-gallon = liters 19) | Provide labor, management, supervision, tools material, and equipment required to plant new shrubs. All shrubs shall be nursery grown and bear certification indicating species, common name, and grade. Shrubs shall be healthy, living specimens considered number one grade stock. Planting procedures shall be in accordance with accepted nursery standards. The Contractor shall water and provide continuing care to ensure new plants develop properly. Shrubs established shall be of the 5-gallon (liters 19) size. Shrubs shall be planted in accordance with accepted horticultural standards, including fertilization, mulching, and watering. Shrub species shall be specified in the order. All plants that die or fail to develop noticeable growth within 1 year of planting shall be replaced by the Contractor with plants of like size and type, at no additional cost to the Government. Complete all work within 3 working days or as specified in the order. |  | EA | 150 | 0
D874 |  | Bedding/Ornamental Plants (10 cm pot size) | Provide labor, management, supervision, tools material, and equipment required to plant new plants. All plants shall be nursery grown and bear certification indicating species, common name, and grade. Plants shall be healthy, living specimens considered number one grade stock. The Contractor shall water and provide continuing care to ensure new plants develop properly. Planting procedures shall be in accordance with accepted horticultural standards, including fertilization, mulching, and watering. Annuals/perennials species shall be specified in the order. All plants that die or fail to develop noticeable growth within 90 days of planting shall be replaced by the Contractor with plants of like size and type, at no additional cost to the Government. Start work within 3 working days or as specified in the order. |  | EA | 150 | 0
D875 |  | Grassing | Provide labor, management, supervision, tools material, and equipment required to establish and maintain grass for 1 year. Grass variety shall be as specified in the order. Establishment shall include watering and providing other continuing care as necessary to firmly establish new grass growth and ensure proper development. Grassed areas that die or fail to develop noticeable growth for a period of one year after seeding shall be re-grassed by the Contractor at no additional cost to the Government. Complete all work within 3 working days or as specified in the order. |  | SM | 5000 | 0
D876 |  | Sodding | Provide labor, management, supervision, tools material, and equipment required to sod. Sod shall be of species as specified in the order and shall be dense, uniform, weed free and have good strength and min thatch. Sod shall be laid on properly prepared topsoil, joint staggered and butted together. On slopes sod shall be installed in a way that prevents slippage. Sod installed shall be smooth and uniform in appearance. Contractor shall water and provide continued care to firmly establish new grass growth and development. Areas that die/fail to develop within 90 days after sodding shall be replaced by the Contractor at no additional cost. Complete all work within 3 working days or as specified in the order. |  | SM | 1750 | 0
D877 |  | Fertilize | Provide labor, management, supervision, tools material, and equipment required to fertilize per Spec Items 3 and 3.1 of Section C. Vegetation shall be fertilized in a manner that promotes health, growth, color, and appearance. Fertilizing applies to all vegetation existing in the areas specified on the order. Fertilizer shall be applied in accordance with the manufacturer's printed instructions. Organic fertilizer shall be used as the standard. The Contractor shall comply with the Pest Management Plan (PMP). Complete all work within 3 working days or as specified in the order. |  | SM | 6000 | 0
D878 |  | Gravel (1.5 - 3.0 cm diam.) | Provide labor, management, supervision, tools material, and equipment required to gravel. The Contractor shall place white/dark gravel where indicated by the KO. The cost includes contractor's provided heavy duty polyethylene film to be placed above grounds area to be covered with gravel. The thickness of the gravel layer shall be from 8 to 15 cm as directed by the KO. Layer shall be uniformly spread and leveled. No spread elsewhere is allowed. The Contractor shall remove all gravel spilled or spread elsewhere from the designated areas. Complete all work within 3 working days or as specified in the order. |  | CZ | 450 | 0
D879 |  | Weed, Vegetation, Rocks and Other Debris Removal | Provide labor, management, supervision, tools material, and equipment required to remove weed, vegetation, rocks and other debris. The contractor shall eradicate and removed all weeds, unsightly vegetation, sprouts, vines, lawns, grasses, clovers, dead vegetation, etc. from underneath and within cactus type plants, ornamental plants, flower vases, planter boxes, flower beds, pots, gravel covered areas, ornamental rocks areas, and similar. The Contractor shall replaced all soil removed to maintain smooth appearance. Complete all work within 3 working days or as specified in the order. |  | SM | 12000 | 0
D880-D889 | Reserved
| 1503060 |  | Pavement Clearance
D890 |  | Pavement Clearance | Provide labor, management, supervision, tools, material, and equipment required to perform pavement clearance. The Contractor shall sweep roads and other paved surfaces to remove volcanic ash and all other debris, and to ensure they are clear, improve the appearance and safety of paved surfaces, reduce maintenance costs by keeping the drainage systems clean and reduce pollutants entering the storm drain system. Areas include roads, parking areas, sidewalks, walkways, porch areas, entrance/canopy areas, external stairs/steps, recreational areas, bleachers, running track, and other similar areas. Contractor shall receive clearance from airfield ops prior to operations for airfield pavement. Contractor shall comply with FAA and DoD requirements to sweep around aircraft on ramp areas. Contractor shall coordinate with Air Ops for FOD walk downs before sweeping. Complete all work within 3 working days or as specified in the order. (Minimum Order: 10,000 square meters) |  | SM | 800000 | 0
D891 |  | Pavement Clearance - Residential Family Housing | Provide labor, management, supervision, tools, material, and equipment required to perform pavement clearance in residential family housing areas per attachment J-1503060-03. The Contractor shall provide pavement sweeping to remove volcanic ash deposits and all other debris, improve the appearance of paved areas, improve the safety of paved areas, reduce maintenance costs by keeping the drainage systems clean and, reduce pollutants entering the storm drain system. Areas include roads, parking areas, sidewalks, walkways, porch areas, entrance/canopy areas, external stairs/steps, and other similar areas. Complete all work within 3 working days or as specified in the order. (Minimum Order: 2,000 square meters) |  | SM | 13000 | 0
D892-D897 | Reserved
| 1700000 |  | Transportation
D898 |  | Unscheduled Charter Shuttle Bus Service / 19-Passenger Bus | Provide labor, management, supervision, tools, material, and equipment required to provide unscheduled shuttle bus services in accordance with schedules provided by the Contracting Officer. Distance in kilometers shall not exceed an average of 65 kilometers for each hour ordered. Service will be ordered at least 6 hours in advance. Buses shall have a minimum capacity of 19 passengers plus driver. Unit price includes all costs such as, but not limited to, charter bus, driver, and fuel. The exact location and start time will be specified with the order. Respond within 1 working day from receipt of order. |  | HR | 45 | 0
D899 |  | Unscheduled Charter Shuttle Bus Service / 55-Passenger Bus | Provide labor, management, supervision, tools, material, and equipment required to provide unscheduled shuttle bus services in accordance with schedules provided by the Contracting Officer. Distance in kilometers shall not exceed an average of 65 kilometers for each hour ordered. Service will be ordered at least 6 hours in advance. Buses shall have a minimum capacity of 55 passengers plus driver. Unit price includes all costs such as, but not limited to, charter bus, driver, and fuel. The exact location and start time will be specified with the order. Respond within 1 working day from receipt of order. |  | HR | 45 | 0
D900-D909 | Reserved
| 1800000 |  | Environmental
D910 |  | Oil and Hazardous Substances (OHS) Spill Response - 1-100 Gallons | Provide labor, management, supervision, tools, material and equipment, including appropriate Personal Protective Equipment (PPE), to assist Government First Responders and provide OHS spill response services to minimize environmental impact, damage to property or risk of human exposure and to ensure the installation complies with applicable Italian, DoD and Navy requirements. The Contractor shall be responsible for responding to OHS spills using equipment, materials, and qualified personnel including but not limited to spill containment, clean-up and transport disposal of spill related wastes to a designated accumulation site, off Base. At all times, the Contractor shall perform OHS Spill Response in full compliance with all applicable Italian laws, norms, decrees, and regulations, DoD policies, instructions and guidance in force at the time this service is ordered, including, but not limited to, OPNAVINST 5090.1 and DL152/2006. The Contractor shall respond to spill notification within two hours. Complete all work within one calendar day or as specified in the order. |  | EA | 25 | 0
D911 |  | Oil and Hazardous Substances (OHS) Spill Response - 101 to 500 Gallons | Provide labor, management, supervision, tools, material and equipment, including appropriate Personal Protective Equipment (PPE), to assist Government First Responders and provide OHS spill response services to minimize environmental impact, damage to property or risk of human exposure and to ensure the installation complies with applicable Italian, DoD and Navy requirements. The Contractor shall be responsible for responding to OHS spills using equipment, materials, and qualified personnel including but not limited to spill containment, clean-up and transport disposal of spill related wastes to a designated accumulation site, off Base. At all times, the Contractor shall perform OHS Spill Response in full compliance with all applicable Italian laws, norms, decrees, and regulations, DoD policies, instructions and guidance in force at the time this service is ordered, including, but not limited to, OPNAVINST 5090.1 and DL152/2006. The Contractor shall respond to spill notification within two hours. Complete all work within one calendar day or as specified in the order. |  | EA | 20 | 0
D912 |  | Oil and Hazardous Substances (OHS) Spill Response - 501 to 2,500 Gallons | Provide labor, management, supervision, tools, material and equipment, including appropriate Personal Protective Equipment (PPE), to assist Government First Responders and provide OHS spill response services to minimize environmental impact, damage to property or risk of human exposure and to ensure the installation complies with applicable Italian, DoD and Navy requirements. The Contractor shall be responsible for responding to OHS spills using equipment, materials, and qualified personnel including but not limited to spill containment, clean-up and transport disposal of spill related wastes to a designated accumulation site. At all times, the Contractor shall perform OHS Spill Response in full compliance with all applicable Italian laws, norms, decrees, and regulations, DoD policies, instructions and guidance in force at the time this service is ordered, including, but not limited to, OPNAVINST 5090.1 and DL152/2006. The Contractor shall respond to spill notification within two hours. Complete all work within two calendar days or as specified in the order. |  | EA | 6 | 0
D913 |  | Oil and Hazardous Substances (OHS) Spill Response - 2,501 to 5,000 Gallons | Provide labor, management, supervision, tools, material and equipment, including appropriate Personal Protective Equipment (PPE), to assist Government First Responders and provide OHS spill response services to minimize environmental impact, damage to property or risk of human exposure and to ensure the installation complies with applicable Italian, DoD and Navy requirements. The Contractor shall be responsible for responding to OHS spills using equipment, materials, and qualified personnel including but not limited to spill containment, clean-up and transport disposal of spill related wastes to a designated accumulation site. At all times, the Contractor shall perform OHS Spill Response in full compliance with all applicable Italian laws, norms, decrees, and regulations, DoD policies, instructions and guidance in force at the time this service is ordered, including, but not limited to, OPNAVINST 5090.1 and DL152/2006. The Contractor shall respond to spill notification within two hours. Complete all work within two calendar days or as specified in the order. |  | EA | 1 | 0
D914 |  | Oil and Hazardous Substances (OHS) Spill Response - 5,001 to 15,000 Gallons | Provide labor, management, supervision, tools, material and equipment, including appropriate Personal Protective Equipment (PPE), to assist Government First Responders and provide OHS spill response services to minimize environmental impact, damage to property or risk of human exposure and to ensure the installation complies with applicable Italian, DoD and Navy requirements. The Contractor shall be responsible for responding to OHS spills using equipment, materials, and qualified personnel including but not limited to spill containment, clean-up and transport disposal of spill related wastes to a designated accumulation site. At all times, the Contractor shall perform OHS Spill Response in full compliance with all applicable Italian laws, norms, decrees, and regulations, DoD policies, instructions and guidance in force at the time this service is ordered, including, but not limited to, OPNAVINST 5090.1 and DL152/2006. The Contractor shall respond to spill notification within two hours. Complete all work within three calendar days or as specified in the order. |  | EA | 1 | 0
D915 |  | Empty and Clean Grease Trap / Tank | Provide labor, management, supervision, tools, material and equipment required to remove, weigh and dispose of all grease and water from the grease trap systems indicated on the order. Work includes cleaning and removing all wastes and sludge adhering to all the interior system surfaces (walls, pipes, lids, etc.). Grease traps shall be left clean and free of any grease or debris. complete all work within 3 working days or as specified in the order. |  | KG | 33000 | 0
D916 |  | Chemical Product - Commercial Grade - Sodium Hypochlorite (Carechlor) | Provide labor, management, supervision, tools, material and equipment to provide chemical products, Sodium Hypochlorite (Carechlor), for the Water Treatment Plants and the Waste Water Treatment Plants at NAS Sigonella, Sicily, Italy in accordance with the terms and conditions of this contract. Products shall be delivered to: ROICC Sigonella, Strada Statale 417, Sigonella 95100. Complete all work within 3 working days or as specified in the order. |  | KG | 2400 | 0
D917 |  | Chemical Product - Commercial Grade - Hydrochloric acid (CarepH-) | Provide labor, management, supervision, tools, material and equipment to provide chemical products, Hydrochloric acid (CarepH-), for the Water Treatment Plants and the Waste Water Treatment Plants at NAS Sigonella, Sicily, Italy in accordance with the terms and conditions of this contract. Products shall be delivered to: ROICC Sigonella, Strada Statale 417, Sigonella 95100. Complete all work within 3 working days or as specified in the order. |  | KG | 7000 | 0
D918 |  | Chemical Product - Commercial Grade - Antiscalant (Caretreat WT RO SI) | Provide labor, management, supervision, tools, material and equipment to provide chemical products, Antiscalant (Caretreat WT RO SI), for the Water Treatment Plants and the Waste Water Treatment Plants at NAS Sigonella, Sicily, Italy in accordance with the terms and conditions of this contract. Products shall be delivered to: ROICC Sigonella, Strada Statale 417, Sigonella 95100. Complete all work within 3 working days or as specified in the order. |  | KG | 1750 | 0
D919 |  | Chemical Product - Commercial Grade - Sodium Hydroxide (CarepH+) | Provide labor, management, supervision, tools, material and equipment to provide chemical products, Sodium Hydroxide (CarepH+), for the Water Treatment Plants and the Waste Water Treatment Plants at NAS Sigonella, Sicily, Italy in accordance with the terms and conditions of this contract. Products shall be delivered to: ROICC Sigonella, Strada Statale 417, Sigonella 95100. Complete all work within 3 working days or as specified in the order. |  | KG | 300 | 0
D920 |  | Chemical Product - Calcium Carbonate (Care-Cal WT) | Provide labor, management, supervision, tools, material and equipment to provide chemical products, Calcium Carbonate (Care-Cal WT), for the Water Treatment Plants and the Waste Water Treatment Plants at NAS Sigonella, Sicily, Italy in accordance with the terms and conditions of this contract. Products shall be delivered to: ROICC Sigonella, Strada Statale 417, Sigonella 95100. Complete all work within 3 working days or as specified in the order. |  | KG | 5880 | 0
D921 |  | Chemical Product - Commercial Grade - Sodium hypochlorite (Carechlor) | Provide labor, management, supervision, tools, material and equipment to provide chemical products, Sodium hypochlorite (Carechlor), for the Water Treatment Plants and the Waste Water Treatment Plants at NAS Sigonella, Sicily, Italy in accordance with the terms and conditions of this contract. Products shall be delivered to: ROICC Sigonella, Strada Statale 417, Sigonella 95100. Complete all work within 3 working days or as specified in the order. |  | KG | 1020 | 0
D922 |  | Chemical Product - Commercial Grade - Hydrochloric acid (CarepH-) | Provide labor, management, supervision, tools, material and equipment to provide chemical products, Hydrochloric acid (CarepH-), for the Water Treatment Plants and the Waste Water Treatment Plants at NAS Sigonella, Sicily, Italy in accordance with the terms and conditions of this contract. Products shall be delivered to: ROICC Sigonella, Strada Statale 417, Sigonella 95100. Complete all work within 3 working days or as specified in the order. |  | KG | 3000 | 0
D923 |  | Chemical Product - Commercial Grade - Antiscalant (Caretreat WT RO SI) | Provide labor, management, supervision, tools, material and equipment to provide chemical products, Antiscalant (Caretreat WT RO SI), for the Water Treatment Plants and the Waste Water Treatment Plants at NAS Sigonella, Sicily, Italy in accordance with the terms and conditions of this contract. Products shall be delivered to: ROICC Sigonella, Strada Statale 417, Sigonella 95100. Complete all work within 3 working days or as specified in the order. |  | KG | 750 | 0
D924 |  | Chemical Product - Commercial Grade - Sodium Hydroxide (CarepH+) | Provide labor, management, supervision, tools, material and equipment to provide chemical products, Sodium Hydroxide (CarepH+), for the Water Treatment Plants and the Waste Water Treatment Plants at NAS Sigonella, Sicily, Italy in accordance with the terms and conditions of this contract. Products shall be delivered to: ROICC Sigonella, Strada Statale 417, Sigonella 95100. Complete all work within 3 working days or as specified in the order. |  | KG | 125 | 0
D925 |  | Chemical Product - Commercial Grade - Calcium carbonate (Care-Cal WT) | Provide labor, management, supervision, tools, material and equipment to provide chemical products, Calcium carbonate (Care-Cal WT), for the Water Treatment Plants and the Waste Water Treatment Plants at NAS Sigonella, Sicily, Italy in accordance with the terms and conditions of this contract. Products shall be delivered to: ROICC Sigonella, Strada Statale 417, Sigonella 95100. Complete all work within 3 working days or as specified in the order. |  | KG | 2050 | 0
D926 |  | Contaminated Oily Sludge Removal and Dispoal | Provide labor, management, supervision, tools, material and equipment required to remove, dispose and weigh contaminated oily sludge ONLY, based on CER code 16.07.08 (Waste containing fuel contamination, cleaning of cisterns and tanks) Minimum order 500 Kg. Complete all work within 2 working days or as specified in the order. |  | KG | 15000 | 0
D927 |  | Oil Water Separator Tank Cleaning | Provide labor, management, supervision, tools, material and equipment required to clean oil water separator tanks, based on CER code 16.10.02 (Contaminated waste water). Oil water separator tank(s) shall be cleaned and sanitized after removal of solids / liquids and ensure proper function. Contractor shall submit safety plan to Contracting Officer for working within confined spaces prior to commencing work. Complete all work within 2 working days or as specified in the order. |  | EA | 10 | 0
D928 |  | Oily Water / Waste Fuel Removal and Disposal | Provide labor, management, supervision, tools, material and equipment to remove, weigh and dispose of oily water and waste fuel from tank(s) indicated on the order. Work includes pumping, removal of oily water / waste fuel, disposal of oily water / waste fuel and all transportation and disposal costs. Work shall be performed per current environmental protection regulations. Complete all work within 1 working day or as specified in the order. |  | KG | 33000 | 0
D929 |  | Contaminated Soil Removal and Disposal | Provide labor, management, supervision, tools, material and equipment to remove, weigh, and dispose of contaminated soil (may be with fuel, oils, and other hazardous substances) from the location(s) indicated on the order. Work includes the provision, laying and leveling of new soil, matching the existing, to restore the original conditions, transportation and disposal costs. Work shall be performed per current environmental protection regulations. complete all work within 1 working day or as specified in the order (Minimum Quantity 3000 kg). |  | KG | 39000 | 0
D930 |  | Soil Sampling and Analysis - Metal: Antimony | The Contractor shall conduct on-site measurements, collect soil samples and analyze them for all the parameters specified in the order as per Spec Item 3.2., Sampling and Laboratory Services. Respond within 1 working day from receipt of order. |  | EA | 10 | 0
D931 |  | Soil Sampling and Analysis - Metal: Arsenic | The Contractor shall conduct on-site measurements, collect soil samples and analyze them for all the parameters specified in the order as per Spec Item 3.2., Sampling and Laboratory Services. Respond within 1 working day from receipt of order. |  | EA | 10 | 0
D932 |  | Soil Sampling and Analysis - Metal: Berillim | The Contractor shall conduct on-site mesurements, collect soil samples and analyze them for all the parameters specified in the order as per Spec Item 3.2., Sampling and Laboratory Services. Respond within 1 working day from receipt of order. |  | EA | 10 | 0
D933 |  | Soil Sampling and Analysis - Metal: Cadmium | The Contractor shall conduct on-site mesurements, collect soil samples and analyze them for all the parameters specified in the order as per Spec Item 3.2., Sampling and Laboratory Services. Respond within 1 working day from receipt of order. |  | EA | 10 | 0
D934 |  | Soil Sampling and Analysis - Metal: Cobalt | The Contractor shall conduct on-site measurements, collect soil samples and analyze them for all the parameters specified in the order as per Spec Item 3.2., Sampling and Laboratory Services. Respond within 1 working day from receipt of order. |  | EA | 10 | 0
D935 |  | Soil Sampling and Analysis - Metal: Chromium (total) | The Contractor shall conduct on-site measurements, collect soil samples and analyze them for all the parameters specified in the order as per Spec Item 3.2., Sampling and Laboratory Services. Respond within 1 working day from receipt of order. |  | EA | 10 | 0
D936 |  | Soil Sampling and Analysis - Metal: Chromium VI | The Contractor shall conduct on-site measurements, collect soil samples and analyze them for all the parameters specified in the order as per Spec Item 3.2., Sampling and Laboratory Services. Respond within 1 working day from receipt of order. |  | EA | 10 | 0
D937 |  | Soil Sampling and Analysis - Metal: Mercury | The Contractor shall conduct on-site measurements, collect soil samples and analyze them for all the parameters specified in the order as per Spec Item 3.2., Sampling and Laboratory Services. Respond within 1 working day from receipt of order. |  | EA | 10 | 0
D938 |  | Soil Sampling and Analysis - Metal: Nickel | The Contractor shall conduct on-site measurements, collect soil samples and analyze them for all the parameters specified in the order as per Spec Item 3.2., Sampling and Laboratory Services. Respond within 1 working day from receipt of order. |  | EA | 10 | 0
D939 |  | Soil Sampling and Analysis - Metal: Lead | The Contractor shall conduct on-site measurements, collect soil samples and analyze them for all the parameters specified in the order as per Spec Item 3.2., Sampling and Laboratory Services. Respond within 1 working day from receipt of order. |  | EA | 10 | 0
D940 |  | Soil Sampling and Analysis - Metal: Cooper | The Contractor shall conduct on-site measurements, collect soil samples and analyze them for all the parameters specified in the order as per Spec Item 3.2., Sampling and Laboratory Services. Respond within 1 working day from receipt of order. |  | EA | 10 | 0
D941 |  | Soil Sampling and Analysis - Metal: Selenium | The Contractor shall conduct on-site measurements, collect soil samples and analyze them for all the parameters specified in the order as per Spec Item 3.2., Sampling and Laboratory Services. Respond within 1 working day from receipt of order. |  | EA | 10 | 0
D942 |  | Soil Sampling and Analysis - Metal: Tin | The Contractor shall conduct on-site measurements, collect soil samples and analyze them for all the parameters specified in the order as per Spec Item 3.2., Sampling and Laboratory Services. Respond within 1 working day from receipt of order. |  | EA | 10 | 0
D943 |  | Soil Sampling and Analysis - Metal: Thallium | The Contractor shall conduct on-site measurements, collect soil samples and analyze them for all the parameters specified in the order as per Spec Item 3.2., Sampling and Laboratory Services. Respond within 1 working day from receipt of order. |  | EA | 10 | 0
D944 |  | Soil Sampling and Analysis - Metal: Vanadium | The Contractor shall conduct on-site measurements, collect soil samples and analyze them for all the parameters specified in the order as per Spec Item 3.2., Sampling and Laboratory Services. Respond within 1 working day from receipt of order. |  | EA | 10 | 0
D945 |  | Soil Sampling and Analysis - Metal: Zinc | The Contractor shall conduct on-site measurements, collect soil samples and analyze them for all the parameters specified in the order as per Spec Item 3.2., Sampling and Laboratory Services. Respond within 1 working day from receipt of order. |  | EA | 10 | 0
D946 |  | Soil Sampling and Analysis - Metal: Cyanides (free) | The Contractor shall conduct on-site measurements, collect soil samples and analyze them for all the parameters specified in the order as per Spec Item 3.2., Sampling and Laboratory Services. Respond within 1 working day from receipt of order. |  | EA | 10 | 0
D947 |  | Soil Sampling and Analysis - Metal: Fluorides | The Contractor shall conduct on-site measurements, collect soil samples and analyze them for all the parameters specified in the order as per Spec Item 3.2., Sampling and Laboratory Services. Respond within 1 working day from receipt of order. |  | EA | 10 | 0
D948 |  | Soil Sampling and Analysis - Aromatic Compounds: Benzene | The Contractor shall conduct on-site measurements, collect soil samples and analyze them for all the parameters specified in the order as per Spec Item 3.2., Sampling and Laboratory Services. Respond within 1 working day from receipt of order. |  | EA | 10 | 0
D949 |  | Soil Sampling and Analysis - Aromatic Compounds: Ethylbenzene | The Contractor shall conduct on-site measurements, collect soil samples and analyze them for all the parameters specified in the order as per Spec Item 3.2., Sampling and Laboratory Services. Respond within 1 working day from receipt of order. |  | EA | 10 | 0
D950 |  | Soil Sampling and Analysis - Aromatic Compounds: Styrene | The Contractor shall conduct on-site measurements, collect soil samples and analyze them for all the parameters specified in the order as per Spec Item 3.2., Sampling and Laboratory Services. Respond within 1 working day from receipt of order. |  | EA | 10 | 0
D951 |  | Soil Sampling and Analysis - Aromatic Compounds: Toluene | The Contractor shall conduct on-site measurements, collect soil samples and analyze them for all the parameters specified in the order as per Spec Item 3.2., Sampling and Laboratory Services. Respond within 1 working day from receipt of order. |  | EA | 10 | 0
D952 |  | Soil Sampling and Analysis - Aromatic Compounds: Xylene | The Contractor shall conduct on-site measurements, collect soil samples and analyze them for all the parameters specified in the order as per Spec Item 3.2., Sampling and Laboratory Services. Respond within 1 working day from receipt of order. |  | EA | 10 | 0
D953 |  | Soil Sampling and Analysis - Polycyclic Aromatic Compounds: Benzo(a)anthracene | The Contractor shall conduct on-site measurements, collect soil samples and analyze them for all the parameters specified in the order as per Spec Item 3.2., Sampling and Laboratory Services. Respond within 1 working day from receipt of order. |  | EA | 10 | 0
D954 |  | Soil Sampling and Analysis - Polycyclic Aromatic Compounds: Benzo(a)pyrene | The Contractor shall conduct on-site measurements, collect soil samples and analyze them for all the parameters specified in the order as per Spec Item 3.2., Sampling and Laboratory Services. Respond within 1 working day from receipt of order. |  | EA | 10 | 0
D955 |  | Soil Sampling and Analysis - Polycyclic Aromatic Compounds: Benzo(b)fluoranthene | The Contractor shall conduct on-site measurements, collect soil samples and analyze them for all the parameters specified in the order as per Spec Item 3.2., Sampling and Laboratory Services. Respond within 1 working day from receipt of order. |  | EA | 10 | 0
D956 |  | Soil Sampling and Analysis - Polycyclic Aromatic Compounds: Benzo(k)fluoranthene | The Contractor shall conduct on-site measurements, collect soil samples and analyze them for all the parameters specified in the order as per Spec Item 3.2., Sampling and Laboratory Services. Respond within 1 working day from receipt of order. |  | EA | 10 | 0
D957 |  | Soil Sampling and Analysis - Polycyclic Aromatic Compounds: Benzo(g, h, i)perylene | The Contractor shall conduct on-site measurements, collect soil samples and analyze them for all the parameters specified in the order as per Spec Item 3.2., Sampling and Laboratory Services. Respond within 1 working day from receipt of order. |  | EA | 10 | 0
D958 |  | Soil Sampling and Analysis - Polycyclic Aromatic Compounds: Chrysene | The Contractor shall conduct on-site measurements, collect soil samples and analyze them for all the parameters specified in the order as per Spec Item 3.2., Sampling and Laboratory Services. Respond within 1 working day from receipt of order. |  | EA | 10 | 0
D959 |  | Soil Sampling and Analysis - Polycyclic Aromatic Compounds: Dibenzo(a, e)pyrene | The Contractor shall conduct on-site measurements, collect soil samples and analyze them for all the parameters specified in the order as per Spec Item 3.2., Sampling and Laboratory Services. Respond within 1 working day from receipt of order. |  | EA | 10 | 0
D960 |  | Soil Sampling and Analysis - Polycyclic Aromatic Compounds: Dibenzo(a, l)pyrene | The Contractor shall conduct on-site measurements, collect soil samples and analyze them for all the parameters specified in the order as per Spec Item 3.2., Sampling and Laboratory Services. Respond within 1 working day from receipt of order. |  | EA | 10 | 0
D961 |  | Soil Sampling and Analysis - Polycyclic Aromatic Compounds: Dibenzo(a, i)pyrene | The Contractor shall conduct on-site measurements, collect soil samples and analyze them for all the parameters specified in the order as per Spec Item 3.2., Sampling and Laboratory Services. Respond within 1 working day from receipt of order. |  | EA | 10 | 0
D962 |  | Soil Sampling and Analysis - Polycyclic Aromatic Compounds: Dibenzo(a, h)pyrene | The Contractor shall conduct on-site measurements, collect soil samples and analyze them for all the parameters specified in the order as per Spec Item 3.2., Sampling and Laboratory Services. Respond within 1 working day from receipt of order. |  | EA | 10 | 0
D963 |  | Soil Sampling and Analysis - Polycyclic Aromatic Compounds: Dibenzo(a, h)anthracene | The Contractor shall conduct on-site measurements, collect soil samples and analyze them for all the parameters specified in the order as per Spec Item 3.2., Sampling and Laboratory Services. Respond within 1 working day from receipt of order. |  | EA | 10 | 0
D964 |  | Soil Sampling and Analysis - Polycyclic Aromatic Compounds: Indenopyrene | The Contractor shall conduct on-site measurements, collect soil samples and analyze them for all the parameters specified in the order as per Spec Item 3.2., Sampling and Laboratory Services. Respond within 1 working day from receipt of order. |  | EA | 10 | 0
D965 |  | Soil Sampling and Analysis - Polycyclic Aromatic Compounds: Pyrene | The Contractor shall conduct on-site measurements, collect soil samples and analyze them for all the parameters specified in the order as per Spec Item 3.2., Sampling and Laboratory Services. Respond within 1 working day from receipt of order. |  | EA | 10 | 0
D966 |  | Soil Sampling and Analysis - Aliphatic Chlorinated Carcinogenic Compounds: Chloromethane | The Contractor shall conduct on-site measurements, collect soil samples and analyze them for all the parameters specified in the order as per Spec Item 3.2., Sampling and Laboratory Services. Respond within 1 working day from receipt of order. |  | EA | 10 | 0
D967 |  | Soil Sampling and Analysis - Aliphatic Chlorinated Carcinogenic Compounds: Dichloromethane | The Contractor shall conduct on-site measurements, collect soil samples and analyze them for all the parameters specified in the order as per Spec Item 3.2., Sampling and Laboratory Services. Respond within 1 working day from receipt of order. |  | EA | 10 | 0
D968 |  | Soil Sampling and Analysis - Aliphatic Chlorinated Carcinogenic Compounds: Trichloromethane | The Contractor shall conduct on-site measurements, collect soil samples and analyze them for all the parameters specified in the order as per Spec Item 3.2., Sampling and Laboratory Services. Respond within 1 working day from receipt of order. |  | EA | 10 | 0
D969 |  | Soil Sampling and Analysis - Aliphatic Chlorinated Carcinogenic Compounds: Vinyl Chloride | The Contractor shall conduct on-site measurements, collect soil samples and analyze them for all the parameters specified in the order as per Spec Item 3.2., Sampling and Laboratory Services. Respond within 1 working day from receipt of order. |  | EA | 10 | 0
D970 |  | Soil Sampling and Analysis - Aliphatic Chlorinated Carcinogenic Compounds: 1,2 - Dichloroethane | The Contractor shall conduct on-site measurements, collect soil samples and analyze them for all the parameters specified in the order as per Spec Item 3.2., Sampling and Laboratory Services. Respond within 1 working day from receipt of order. |  | EA | 10 | 0
D971 |  | Soil Sampling and Analysis - Aliphatic Chlorinated Carcinogenic Compounds: 1,1 - Dichloroethylene | The Contractor shall conduct on-site measurements, collect soil samples and analyze them for all the parameters specified in the order as per Spec Item 3.2., Sampling and Laboratory Services. Respond within 1 working day from receipt of order. |  | EA | 10 | 0
D972 |  | Soil Sampling and Analysis - Aliphatic Chlorinated Carcinogenic Compounds: Trichloroethylene | The Contractor shall conduct on-site measurements, collect soil samples and analyze them for all the parameters specified in the order as per Spec Item 3.2., Sampling and Laboratory Services. Respond within 1 working day from receipt of order. |  | EA | 10 | 0
D973 |  | Soil Sampling and Analysis - Aliphatic Chlorinated Carcinogenic Compounds: Tetrachloroethylene (PCE) | The Contractor shall conduct on-site measurements, collect soil samples and analyze them for all the parameters specified in the order as per Spec Item 3.2., Sampling and Laboratory Services. Respond within 1 working day from receipt of order. |  | EA | 10 | 0
D974 |  | Soil Sampling and Analysis - Aliphatic Chlorinated Non-Carcinogenic Compounds: 1,1 - Dichloroethane | The Contractor shall conduct on-site measurements, collect soil samples and analyze them for all the parameters specified in the order as per Spec Item 3.2., Sampling and Laboratory Services. Respond within 1 working day from receipt of order. |  | EA | 10 | 0
D975 |  | Soil Sampling and Analysis - Aliphatic Chlorinated Non-Carcinogenic Compounds: 1,2 - Dichloroethylene | The Contractor shall conduct on-site measurements, collect soil samples and analyze them for all the parameters specified in the order as per Spec Item 3.2., Sampling and Laboratory Services. Respond within 1 working day from receipt of order. |  | EA | 10 | 0
D976 |  | Soil Sampling and Analysis - Aliphatic Chlorinated Non-Carcinogenic Compounds: 1,1,1 - Trichloroethane | The Contractor shall conduct on-site measurements, collect soil samples and analyze them for all the parameters specified in the order as per Spec Item 3.2., Sampling and Laboratory Services. Respond within 1 working day from receipt of order. |  | EA | 10 | 0
D977 |  | Soil Sampling and Analysis - Aliphatic Chlorinated Non-Carcinogenic Compounds: 1,2 - Di chloropropane | The Contractor shall conduct on-site measurements, collect soil samples and analyze them for all the parameters specified in the order as per Spec Item 3.2., Sampling and Laboratory Services. Respond within 1 working day from receipt of order. |  | EA | 10 | 0
D978 |  | Soil Sampling and Analysis - Aliphatic Chlorinated Non-Carcinogenic Compounds: 1,1,2 - Trichloroethane | The Contractor shall conduct on-site measurements, collect soil samples and analyze them for all the parameters specified in the order as per Spec Item 3.2., Sampling and Laboratory Services. Respond within 1 working day from receipt of order. |  | EA | 10 | 0
D979 |  | Soil Sampling and Analysis - Aliphatic Chlorinated Non-Carcinogenic Compounds: 1,2,3 - Trichloro propane | The Contractor shall conduct on-site measurements, collect soil samples and analyze them for all the parameters specified in the order as per Spec Item 3.2., Sampling and Laboratory Services. Respond within 1 working day from receipt of order. |  | EA | 10 | 0
D980 |  | Soil Sampling and Analysis - Aliphatic Chlorinated Non-Carcinogenic Compounds: 1,1,2,2 - Tetrachloroethane | The Contractor shall conduct on-site measurements, collect soil samples and analyze them for all the parameters specified in the order as per Spec Item 3.2., Sampling and Laboratory Services. Respond within 1 working day from receipt of order. |  | EA | 10 | 0
D981 |  | Soil Sampling and Analysis - Aliphatic Halogenated Carcinogenic Compounds: Tribromomethane | The Contractor shall conduct on-site measurements, collect soil samples and analyze them for all the parameters specified in the order as per Spec Item 3.2., Sampling and Laboratory Services. Respond within 1 working day from receipt of order. |  | EA | 10 | 0
D982 |  | Soil Sampling and Analysis - Aliphatic Halogenated Carcinogenic Compounds: 1,2 - Dibromoethane | The Contractor shall conduct on-site measurements, collect soil samples and analyze them for all the parameters specified in the order as per Spec Item 3.2., Sampling and Laboratory Services. Respond within 1 working day from receipt of order. |  | EA | 10 | 0
D983 |  | Soil Sampling and Analysis - Aliphatic Halogenated Carcinogenic Compounds: Dibromochloromethane | The Contractor shall conduct on-site measurements, collect soil samples and analyze them for all the parameters specified in the order as per Spec Item 3.2., Sampling and Laboratory Services. Respond within 1 working day from receipt of order. |  | EA | 10 | 0
D984 |  | Soil Sampling and Analysis - Aliphatic Halogenated Carcinogenic Compounds: Bromodichloromethane | The Contractor shall conduct on-site measurements, collect soil samples and analyze them for all the parameters specified in the order as per Spec Item 3.2., Sampling and Laboratory Services. Respond within 1 working day from receipt of order. |  | EA | 10 | 0
D985 |  | Soil Sampling and Analysis - Nitroaromatic Compounds: Nitrobenzene | The Contractor shall conduct on-site measurements, collect soil samples and analyze them for all the parameters specified in the order as per Spec Item 3.2., Sampling and Laboratory Services. Respond within 1 working day from receipt of order. |  | EA | 10 | 0
D986 |  | Soil Sampling and Analysis - Nitroaromatic Compounds: 1,2 - Dinitrobenzene | The Contractor shall conduct on-site measurements, collect soil samples and analyze them for all the parameters specified in the order as per Spec Item 3.2., Sampling and Laboratory Services. Respond within 1 working day from receipt of order. |  | EA | 10 | 0
D987 |  | Soil Sampling and Analysis - Nitroaromatic Compounds: 1,3 - Dinitrobenzene | The Contractor shall conduct on-site measurements, collect soil samples and analyze them for all the parameters specified in the order as per Spec Item 3.2., Sampling and Laboratory Services. Respond within 1 working day from receipt of order. |  | EA | 10 | 0
D988 |  | Soil Sampling and Analysis - Nitroaromatic Compounds: Chloronitrobenzene | The Contractor shall conduct on-site measurements, collect soil samples and analyze them for all the parameters specified in the order as per Spec Item 3.2., Sampling and Laboratory Services. Respond within 1 working day from receipt of order. |  | EA | 10 | 0
D989 |  | Soil Sampling and Analysis - Chloroaromatic Compounds: Mon chlorobenzene | The Contractor shall conduct on-site measurements, collect soil samples and analyze them for all the parameters specified in the order as per Spec Item 3.2., Sampling and Laboratory Services. Respond within 1 working day from receipt of order. |  | EA | 10 | 0
D990 |  | Soil Sampling and Analysis - Chloroaromatic Compounds: Di chloroaromatic Non-Carcinogenic Compounds (1,2 - Dichlorobenzene) | The Contractor shall conduct on-site measurements, collect soil samples and analyze them for all the parameters specified in the order as per Spec Item 3.2., Sampling and Laboratory Services. Respond within 1 working day from receipt of order. |  | EA | 10 | 0
D991 |  | Soil Sampling and Analysis - Chloroaromatic Compounds: Di chloroaromatic Carcinogenic Compounds (1,4 - Dichlorobenzene) | The Contractor shall conduct on-site measurements, collect soil samples and analyze them for all the parameters specified in the order as per Spec Item 3.2., Sampling and Laboratory Services. Respond within 1 working day from receipt of order. |  | EA | 10 | 0
D992 |  | Soil Sampling and Analysis - Chloroaromatic Compounds: 1,2,4 - Trichlorobenzene | The Contractor shall conduct on-site measurements, collect soil samples and analyze them for all the parameters specified in the order as per Spec Item 3.2., Sampling and Laboratory Services. Respond within 1 working day from receipt of order. |  | EA | 10 | 0
D993 |  | Soil Sampling and Analysis - Chloroaromatic Compounds: 1,2,4,5 - Tetra chlorobenzene | The Contractor shall conduct on-site measurements, collect soil samples and analyze them for all the parameters specified in the order as per Spec Item 3.2., Sampling and Laboratory Services. Respond within 1 working day from receipt of order. |  | EA | 10 | 0
D994 |  | Soil Sampling and Analysis - Chloroaromatic Compounds: Pentachloro benzene | The Contractor shall conduct on-site measurements, collect soil samples and analyze them for all the parameters specified in the order as per Spec Item 3.2., Sampling and Laboratory Services. Respond within 1 working day from receipt of order. |  | EA | 10 | 0
D995 |  | Soil Sampling and Analysis - Chloroaromatic Compounds: | The Contractor shall conduct on-site measurements, collect soil samples and analyze them for all the parameters specified in the order as per Spec Item 3.2., Sampling and Laboratory Services. Respond within 1 working day from receipt of order. |  | EA | 10 | 0
D996 |  | Soil Sampling and Analysis - Chloroaromatic Compounds: Esa chlorobenzene | The Contractor shall conduct on-site measurements, collect soil samples and analyze them for all the parameters specified in the order as per Spec Item 3.2., Sampling and Laboratory Services. Respond within 1 working day from receipt of order. |  | EA | 10 | 0
D997 |  | Soil Sampling and Analysis - Non-Chlorinated Phenols: Methyl phenols (o-, m-, p-) | The Contractor shall conduct on-site measurements, collect soil samples and analyze them for all the parameters specified in the order as per Spec Item 3.2., Sampling and Laboratory Services. Respond within 1 working day from receipt of order. |  | EA | 10 | 0
D998 |  | Soil Sampling and Analysis - Non-Chlorinated Phenols: Phenols | The Contractor shall conduct on-site measurements, collect soil samples and analyze them for all the parameters specified in the order as per Spec Item 3.2., Sampling and Laboratory Services. Respond within 1 working day from receipt of order. |  | EA | 10 | 0
D999 |  | Soil Sampling and Analysis - Chlorinated Phenols: 2 - Chlorophenol | The Contractor shall conduct on-site measurements, collect soil samples and analyze them for all the parameters specified in the order as per Spec Item 3.2., Sampling and Laboratory Services. Respond within 1 working day from receipt of order. |  | EA | 10 | 0
D1000 |  | Soil Sampling and Analysis - Chlorinated Phenols: 2,4 - Dichlorophenol | The Contractor shall conduct on-site measurements, collect soil samples and analyze them for all the parameters specified in the order as per Spec Item 3.2., Sampling and Laboratory Services. Respond within 1 working day from receipt of order. |  | EA | 10 | 0
D1001 |  | Soil Sampling and Analysis - Chlorinated Phenols: 2,4, 6 - Trichlorophenol | The Contractor shall conduct on-site measurements, collect soil samples and analyze them for all the parameters specified in the order as per Spec Item 3.2., Sampling and Laboratory Services. Respond within 1 working day from receipt of order. |  | EA | 10 | 0
D1002 |  | Soil Sampling and Analysis - Chlorinated Phenols: Pentachlorophenol | The Contractor shall conduct on-site measurements, collect soil samples and analyze them for all the parameters specified in the order as per Spec Item 3.2., Sampling and Laboratory Services. Respond within 1 working day from receipt of order. |  | EA | 10 | 0
D1003 |  | Soil Sampling and Analysis - Aromatic Amines: Aniline | The Contractor shall conduct on-site measurements, collect soil samples and analyze them for all the parameters specified in the order as per Spec Item 3.2., Sampling and Laboratory Services. Respond within 1 working day from receipt of order. |  | EA | 10 | 0
D1004 |  | Soil Sampling and Analysis - Aromatic Amines: o - Anisidine | The Contractor shall conduct on-site measurements, collect soil samples and analyze them for all the parameters specified in the order as per Spec Item 3.2., Sampling and Laboratory Services. Respond within 1 working day from receipt of order. |  | EA | 10 | 0
D1005 |  | Soil Sampling and Analysis - Aromatic Amines: m,p - Anisidine | The Contractor shall conduct on-site measurements, collect soil samples and analyze them for all the parameters specified in the order as per Spec Item 3.2., Sampling and Laboratory Services. Respond within 1 working day from receipt of order. |  | EA | 10 | 0
D1006 |  | Soil Sampling and Analysis - Aromatic Amines: Diphenylamine | The Contractor shall conduct on-site measurements, collect soil samples and analyze them for all the parameters specified in the order as per Spec Item 3.2., Sampling and Laboratory Services. Respond within 1 working day from receipt of order. |  | EA | 10 | 0
D1007 |  | Soil Sampling and Analysis - Aromatic Amines: p - Toluidine | The Contractor shall conduct on-site measurements, collect soil samples and analyze them for all the parameters specified in the order as per Spec Item 3.2., Sampling and Laboratory Services. Respond within 1 working day from receipt of order. |  | EA | 10 | 0
D1008 |  | Soil Sampling and Analysis - Pesticides: Alachlor | The Contractor shall conduct on-site measurements, collect soil samples and analyze them for all the parameters specified in the order as per Spec Item 3.2., Sampling and Laboratory Services. Respond within 1 working day from receipt of order. |  | EA | 10 | 0
D1009 |  | Soil Sampling and Analysis - Pesticides: Aldrin | The Contractor shall conduct on-site measurements, collect soil samples and analyze them for all the parameters specified in the order as per Spec Item 3.2., Sampling and Laboratory Services. Respond within 1 working day from receipt of order. |  | EA | 10 | 0
D1010 |  | Soil Sampling and Analysis - Pesticides: Atrazine | The Contractor shall conduct on-site measurements, collect soil samples and analyze them for all the parameters specified in the order as per Spec Item 3.2., Sampling and Laboratory Services. Respond within 1 working day from receipt of order. |  | EA | 10 | 0
D1011 |  | Soil Sampling and Analysis - Pesticides: α - esachloroesane | The Contractor shall conduct on-site measurements, collect soil samples and analyze them for all the parameters specified in the order as per Spec Item 3.2., Sampling and Laboratory Services. Respond within 1 working day from receipt of order. |  | EA | 10 | 0
D1012 |  | Soil Sampling and Analysis - Pesticides: β - esachloroesane | The Contractor shall conduct on-site measurements, collect soil samples and analyze them for all the parameters specified in the order as per Spec Item 3.2., Sampling and Laboratory Services. Respond within 1 working day from receipt of order. |  | EA | 10 | 0
D1013 |  | Soil Sampling and Analysis - Pesticides: γ - esachloroesane (Lindane) | The Contractor shall conduct on-site measurements, collect soil samples and analyze them for all the parameters specified in the order as per Spec Item 3.2., Sampling and Laboratory Services. Respond within 1 working day from receipt of order. |  | EA | 10 | 0
D1014 |  | Soil Sampling and Analysis - Pesticides: Chlordane | The Contractor shall conduct on-site measurements, collect soil samples and analyze them for all the parameters specified in the order as per Spec Item 3.2., Sampling and Laboratory Services. Respond within 1 working day from receipt of order. |  | EA | 10 | 0
D1015 |  | Soil Sampling and Analysis - Pesticides: DDD, DDT, DDE | The Contractor shall conduct on-site measurements, collect soil samples and analyze them for all the parameters specified in the order as per Spec Item 3.2., Sampling and Laboratory Services. Respond within 1 working day from receipt of order. |  | EA | 10 | 0
D1016 |  | Soil Sampling and Analysis - Pesticides: Dieldrin | The Contractor shall conduct on-site measurements, collect soil samples and analyze them for all the parameters specified in the order as per Spec Item 3.2., Sampling and Laboratory Services. Respond within 1 working day from receipt of order. |  | EA | 10 | 0
D1017 |  | Soil Sampling and Analysis - Pesticides: Endrin | The Contractor shall conduct on-site measurements, collect soil samples and analyze them for all the parameters specified in the order as per Spec Item 3.2., Sampling and Laboratory Services. Respond within 1 working day from receipt of order. |  | EA | 10 | 0
D1018 |  | Soil Sampling and Analysis - Dioxins and Furans: PCDD, PCDF (total) | The Contractor shall conduct on-site measurements, collect soil samples and analyze them for all the parameters specified in the order as per Spec Item 3.2., Sampling and Laboratory Services. Respond within 1 working day from receipt of order. |  | EA | 10 | 0
D1019 |  | Soil Sampling and Analysis - Dioxins and Furans: PCB | The Contractor shall conduct on-site measurements, collect soil samples and analyze them for all the parameters specified in the order as per Spec Item 3.2., Sampling and Laboratory Services. Respond within 1 working day from receipt of order. |  | EA | 10 | 0
D1020 |  | Soil Sampling and Analysis - Hydrocarbons: ight Hydrocarbons C≤12 | The Contractor shall conduct on-site measurements, collect soil samples and analyze them for all the parameters specified in the order as per Spec Item 3.2., Sampling and Laboratory Services. Respond within 1 working day from receipt of order. |  | EA | 10 | 0
D1021 |  | Soil Sampling and Analysis - Hydrocarbons: Heavy Hydrocarbons C>12 | The Contractor shall conduct on-site measurements, collect soil samples and analyze them for all the parameters specified in the order as per Spec Item 3.2., Sampling and Laboratory Services. Respond within 1 working day from receipt of order. |  | EA | 10 | 0
D1022 |  | Soil Sampling and Analysis: Asbestos (free fibers) | The Contractor shall conduct on-site measurements, collect soil samples and analyze them for all the parameters specified in the order as per Spec Item 3.2., Sampling and Laboratory Services. Respond within 1 working day from receipt of order. |  | EA | 10 | 0
D1023 |  | Soil Sampling and Analysis: Phtalic Acid's Esters | The Contractor shall conduct on-site measurements, collect soil samples and analyze them for all the parameters specified in the order as per Spec Item 3.2., Sampling and Laboratory Services. Respond within 1 working day from receipt of order. |  | EA | 10 | 0
D1024-D1029 | Reserved
Unit Priced Labor (UPL) Work
D1030 |  | Unit Priced Composite Skilled Labor Work - MUST BE NEGOTIATED BY KO | Provide one composite skilled labor hour of work-in-place performed by substantially and highly trained, certified, and/or licensed craftsmen and technicians. The composite labor hour rate should be an average of various trades such as carpenters, painters, electricians, plumbers, equipment mechanics, electronics technicians, and pest controllers, per the scope and delivery schedule specified in the order. |  | HR | 2500 | 0
D1031 |  | Unit Priced Composite Unskilled Labor Work - MUST BE NEGOTIATED BY KO | Provide one composite unskilled labor hour of work-in-place performed by minimally trained or untrained workers, including custodial and grounds maintenance workers, and common laborers per the scope and delivery schedule specified in the order. |  | HR | 2500 | 0
D1032 |  | Material and Equipment Costs - MUST BE NEGOTIATED BY KO | Provide all materials and equipment to perform Unit Priced Labor work per the scope and delivery schedule specified in the order. |  | LS | NTE | 100000
TOTAL FOR LINE ITEM 0008 - 3RD OPTION PERIOD - NON-RECURRING WORK (ELINs D700 THROUGH D1032) | [6 empty] | 100000

## CLIN 009 - 4th OP - RW
ATTACHMENT J-0200000-12 XX
EXHIBIT LINE ITEM NUMBERS
SOLICITATION/CONTRACT # N62470-25-R-0020 XX-R-00XX
EXHIBIT E A - FOURTH OPTION BASE PERIOD - RECURRING WORK
CLIN 0009
Line Item 0009 - Recurring Work - 4th Option Year
PROVIDE PRICES TO PERFORM RECURRING WORK - IN ACCORDANCE WITH SECTION C, SPEC ITEM 3
ELIN/Sub-ELINs E001 THROUGH E023 21
ELIN / Sub ELIN | Annex/Sub-annex | Spec Item | Description | Quantity | Unit of Issue | Unit Price | Total Price
E001 |  |  | Commander Naval Region Europe (CNRE)
| 1501000 |  | Facility Management
E001AA |  | 3.1 | Infrastructure Condition Assessment Program (ICAP) Services | 12 | MO |  | 0
| 1502000 |  | Facility Investment
|  | 3.1 | Emergency, Urgent, and Routine (E/U/R) Work
E001AB | 1502000 | 3.1.1 | Emergency | 12 | MO |  | 0
E001AC | 1502000 | 3.1.2 | Urgent | 12 | MO |  | 0
E001AD | 1502000 | 3.1.3 | Routine | 12 | MO |  | 0
|  | 3.2 | Facility Bullets
E001AE | 1502000 | 3.2 | Facility Bullets | 12 | MO |  | 0
|  | 3.3 | Preventive Maintenance (PM) Program
E001AF | 1502000 | 3.3.2 | Lightning Arrestors and Grounding Devices | 12 | MO |  | 0
E001AG | 1502000 | 3.3.3 | Vertical Transportation Equipment (VTE) | 12 | MO |  | 0
E001AH | 1502000 | 3.3.5 | Auxiliary Generator Systems | 12 | MO |  | 0
E001AJ | 1502000 | 3.3.12 | Swimming Pool Maintenance | 12 | MO |  | 0
E001AK | 1502000 | 3.3.15 | Aboveground (AST) and Underground (UST) Storage Tanks | 12 | MO |  | 0
E001AL | 1502000 | 3.3.16 | Overhead and Roll-up Doors | 12 | MO |  | 0
E001AM | 1502000 | 3.3.17 | Hangar Doors | 12 | MO |  | 0
E001AN | 1502000 | 3.3.18 | Drinking Fountains/Water Coolers | 12 | MO |  | 0
E001AP | 1502000 | 3.3.19 | Airfield Light Tower | 12 | MO |  | 0
E001AQ | 1502000 | 3.3.21 | Irrigation System | 12 | MO |  | 0
|  | 3.4 | Integrated Maintenance Program (IMP)
E001AR | 1502000 | 3.4.1 | HVAC and Refrigeration Systems | 12 | MO |  | 0
E001AS | 1502000 | 3.4.2 | Fire Protection Systems | 12 | MO |  | 0
E001AT | 1502000 | 3.4.3 | Boilers and UPVs | 12 | MO |  | 0
|  | 3.5 | Inspection, Testing, and Certification Program
E001AU | 1502000 | 3.5.2 | Vertical Transportation Equipment (VTE) | 12 | MO |  | 0
|  | 3.6 | Other Recurring Services Program
E001AV | 1502000 | 3.6.1 | Exhaust Hoods and Ducts | 12 | MO |  | 0
E001AW | 1502000 | 3.6.2 | HVAC Water Testing and Treatment Services | 12 | MO |  | 0
E001AX | 1502000 | 3.6.3 | Boiler Water Testing and Treatment Services | 12 | MO |  | 0
E001AY | 1502000 | 3.6.4 | Solar Panel Maintenance | 12 | MO |  | 0
E001AZ | 1502000 | 3.6.5 | Gutter and Roof Inspections | 12 | MO |  | 0
E001BA | 1502000 | 3.6.7 | Magnetic Key Card System Maintenance | 12 | MO |  | 0
E001BB | 1502000 | 3.6.9 | Vehicle Lift Maintenance | 12 | MO |  | 0
E001BC | 1502000 | 3.6.10 | Swimming Pool Water Testing and Treatment Services | 12 | MO |  | 0
E001BD | 1502000 | 3.6.11 | Fall Protection Lifeline Systems Inspection and Certification | 12 | MO |  | 0
E001BE | 1502000 | 3.6.13 | Oil-Water Separators and Grease Traps Maintenance | 12 | MO |  | 0
E001BF | 1502000 | 3.6.14 | Car Wash Water Treatment System | 12 | MO |  | 0
E001BG | 1502000 | 3.6.15 | Fire Extinguisher Inspection and Maintenance | 12 | MO |  | 0
| 1503010 |  | Custodial
E001BH | 1503010 | 3.1 | Scheduled Services | 12 | MO |  | 0
E001BJ | 1503010 | 3.1 | Scheduled Services for AMC (29% FX Pro-Rata) | 12 | MO |  | 0
| 1503020 |  | Pest Control
E001BK | 1503020 | 3.1 | Scheduled Pest Control | 12 | MO |  | 0
E001BL | 1503020 | 3.2 | Pest Control Service Orders | 12 | MO |  | 0
E001BM | 1503020 | 3.3 | Pest Management Reporting | 12 | MO |  | 0
| 1503030 |  | Integrated Solid Waste Management
E001BN | 1503030 | 3.1 - 3.5 | Recurring Work | 12 | MO |  | 0
E001BP | 1503030 | 3.6 | Special Collection Services | 12 | MO |  | 0
| 1503050 |  | Grounds Maintenance and Landscaping
E001BQ | 1503050 | 3.1 | Improved Grounds | 12 | MO |  | 0
E001BR | 1503050 | 3.2 | Operational Areas | 12 | MO |  | 0
E001BS | 1503050 | 3.3 | Storm Drainage Systems | 12 | MO |  | 0
E001BT | 1503050 | 3.4 | Outdoor Waste Collection | 12 | MO |  | 0
E001BU | 1503050 | 3.4 | Outdoor Waste Collection for AMC | 12 | MO |  | 0
E001BV | 1503050 | 3.5 | Playgrounds Maintenance | 12 | MO |  | 0
| 1503060 |  | Pavement Clearance
E001BW | 1503060 | 3.1 | Pavement Sweeping Services | 12 | MO |  | 0
E001BX | 1503060 | 3.2 | Pavement Clearance Service Orders | 12 | MO |  | 0
| 1601000 |  | Utility Management
|  | 3.1 | Utility Service Orders
E001BY | 1601000 | 3.1.1 | Emergency Service Orders | 12 | MO |  | 0
E001BZ | 1601000 | 3.1.2 | Routine Service Orders | 12 | MO |  | 0
E001CA | 1601000 | 3.2 | Utility Operations Management | 12 | MO |  | 0
E001CB | 1601000 | 3.3 | Utility Infrastructure Condition Assessment (UICAP) Support | 12 | MO |  | 0
| 1602000 |  | Electrical |  | `
|  | 3.1 | Preventive Maintenance (PM) Program
E001CC | 1602000 | 3.1.1 | High Voltage Systems Maintenance | 12 | MO |  | 0
|  | 3.2 | Other Recurring Services Program
E001CD | 1602000 | 3.2.1 | Photo Voltaic Systems Maintenance | 12 | MO |  | 0
| 1603000 |  | Natural Gas
E001CE | 1603000 | 3.1 | Integrated Maintenance Program (IMP) | 12 | MO |  | 0
| 1604000 |  | Wastewater
E001CF | 1604000 | 3.1 | Preventive Maintenance (PM) Program | 12 | MO |  | 0
E001CG | 1604000 | 3.2 | Other Recurring Services | 12 | MO |  | 0
| 1606001 |  | Water (Overseas)
E001CH | 1606001 | 3.1 | Preventive Maintenance (PM) Program | 12 | MO |  | 0
E001CJ | 1606001 | 3.2 | Unidirectional Flushing (UDF) Plan | 12 | MO |  | 0
E001CK | 1606001 | 3.3 | Well Development and Water Treatment and Distribution System Support | 12 | MO |  | 0
| 1700000 |  | Transportation
E001CL | 1700000 | 3.1 | Bus Services | 12 | MO |  | 0
| 1800000 |  | Environmental
E001CM | 1800000 | 3.1 | Oil and Hazardous Substance (OHS) Spill Response and Cleanup Ashore | 12 | MO |  | 0
|  |  | CNRE SUBTOTAL: |  |  |  | 0
AMC - Specification 1503010, Spec Item 3
|  |  | Scheduled Custodial Services, Spec Item 3.1 | 12 | MO |  | 0
Reserved
|  |  | AMC - CNRE Funded SUBTOTAL: |  |  |  | 0
E002 |  |  | MWR (Morale, Welfare, and Recreation) - CNRE FUNDED
| 1502000 |  | Facility Investment
|  | 3.1 | Emergency, Urgent, and Routine (E/U/R) Work
E002AA | 1502000 | 3.1.1 | Emergency | 12 | MO |  | 0
E002AB | 1502000 | 3.1.2 | Urgent | 12 | MO |  | 0
E002AC | 1502000 | 3.1.3 | Routine | 12 | MO |  | 0
|  | 3.4 | Integrated Maintenance Program (IMP)
E002AD | 1502000 | 3.4.2 | Fire Protection Systems | 12 | MO |  | 0
|  | 3.6 | Other Recurring Services Program
E002AE | 1502000 | 3.6.1 | Exhaust Hoods and Ducts | 12 | MO |  | 0
E002AF | 1502000 | 3.6.9 | Vehicle Lift Maintenance | 12 | MO |  | 0
E002AG | 1502000 | 3.6.13 | Oil-Water Separators and Grease Traps Maintenance | 12 | MO |  | 0
| 1503010 |  | Custodial
E002AF | 1503010 | 3.1 | Scheduled Services | 12 | MO |  | 0
| 1503020 |  | Pest Control
E002AG | 1503020 | 3.1 | Scheduled Pest Control | 12 | MO |  | 0
E002AH | 1503020 | 3.3 | Pest Management Reporting | 12 | MO |  | 0
|  |  | MWR - SUBTOTAL: |  |  |  | 0
E003 |  |  | NEXCOM (Navy Exchange) - CNRE FUNDED
| 1502000 |  | Facility Investment
|  | 3.4 | Integrated Maintenance Program (IMP)
E003AA | 1502000 | 3.4.2 | Fire Protection Systems | 12 | MO |  | 0
|  | 3.6 | Other Recurring Services Program
E003AB | 1502000 | 3.6.1 | Exhaust Hoods and Ducts | 12 | MO |  | 0
| 1503020 |  | Pest Control
E003AB | 1503020 | 3.1 | Scheduled Pest Control | 12 | MO |  | 0
E003AC | 1503020 | 3.2 | Pest Control Service Orders | 12 | MO |  | 0
E003AD | 1503020 | 3.3 | Pest Management Reporting | 12 | MO |  | 0
| 1503030 |  | Integrated Solid Waste Management
E003AE | 1503030 | 3.1 - 3.5 | Recurring Work | 12 | MO |  | 0
|  |  | NEXCOM - SUBTOTAL: |  |  |  | 0
E004 |  |  | HAZMIN Center - CNRE FUNDED
| 1503010 |  | Custodial
E004AA | 1503010 | 3.1 | Scheduled Services | 12 | MO |  | 0
| 1503030 |  | Integrated Solid Waste Management
E004AB | 1503030 | 3.1 - 3.5 | Recurring Work | 12 | MO |  | 0
|  |  | HAZMIN Center - SUBTOTAL: |  |  |  | 0
E005 |  |  | BOA (Bank of America)
| 1503010 |  | Custodial
E005AA | 1503010 | 3.1 | Scheduled Services | 12 | MO |  | 0
| 1503030 |  | Integrated Solid Waste Management
E005AB | 1503030 | 3.1 - 3.5 | Recurring Work | 12 | MO |  | 0
|  |  | BOA SUBTOTAL: |  |  |  | 0
E006 |  |  | AMC (Air Mobility Command)
| 1502000 |  | Facility Investment
|  | 3.6 | Other Recurring Services Program
E006AA | 1502000 | 3.6.1 | Exhaust Hoods and Ducts | 12 | MO |  | 0
E006AB | 1502000 | 3.6.13 | Oil-Water Separators and Grease Traps Maintenance | 12 | MO |  | 0
| 1503010 |  | Custodial
E006AC | 1503010 | 3.1 | Scheduled Services | 12 | MO |  | 0
| 1503020 |  | Pest Control
E006AD | 1503020 | 3.1 | Scheduled Pest Control | 12 | MO |  | 0
E006AE | 1503020 | 3.2 | Pest Control Service Orders | 12 | MO |  | 0
E006AF | 1503020 | 3.3 | Pest Management Reporting | 12 | MO |  | 0
| 1503030 |  | Integrated Solid Waste Management
E006AG | 1503030 | 3.1 - 3.5 | Recurring Work | 12 | MO |  | 0
|  |  | AMC SUBTOTAL: |  |  |  | 0
E007 |  |  | DHA (Defense Health Agency)
| 1502000 |  | Facility Investment
|  | 3.1 | Emergency, Urgent, and Routine (E/U/R) Work
E007AA | 1502000 | 3.1.1 | Emergency | 12 | MO |  | 0
E007AB | 1502000 | 3.1.2 | Urgent | 12 | MO |  | 0
E007AC | 1502000 | 3.1.3 | Routine | 12 | MO |  | 0
|  | 3.1 | Preventive Maintenance (PM) Program
E007AD | 1502000 | 3.3.1 | Interior and Exterior Lighting Systems | 12 | MO |  | 0
E007AE | 1502000 | 3.3.2 | Lightning Arrestors and Grounding Devices | 12 | MO |  | 0
E007AF | 1502000 | 3.3.3 | Vertical Transportation Equipment (VTE) | 12 | MO |  | 0
E007AG | 1502000 | 3.3.4 | Compressed Air Systems | 12 | MO |  | 0
E007AH | 1502000 | 3.3.5 | Auxiliary Generators | 12 | MO |  | 0
E007AJ | 1502000 | 3.3.6 | Uninterruptable Power Supply Systems (UPS) | 12 | MO |  | 0
E007AK | 1502000 | 3.3.7 | Medical Air, Gas, and Vacuum Systems | 12 | MO |  | 0
E007AL | 1502000 | 3.3.8 | Communication Systems | 12 | MO |  | 0
E007AM | 1502000 | 3.3.9 | Intrusion Detection Systems | 12 | MO |  | 0
E007AN | 1502000 | 3.3.10 | Closed Circuit Surveillance Systems | 12 | MO |  | 0
E007AP | 1502000 | 3.3.11 | Automatic, Fire, and Roll-Up Doors | 12 | MO |  | 0
E007AQ | 1502000 | 3.3.13 | Facility Electric System | 12 | MO |  | 0
E007AR | 1502000 | 3.3.14 | Reverse Osmosis and Water Purification System | 12 | MO |  | 0
E007AS | 1502000 | 3.3.15 | Aboveground (AST) and Underground (UST) Storage Tanks | 12 | MO |  | 0
E007AT | 1502000 | 3.3.16 | Overhead and Roll-Up Doors | 12 | MO |  | 0
E007AU | 1502000 | 3.3.18 | Drinking Fountains/Water Coolers | 12 | MO |  | 0
E007AV | 1502000 | 3.3.20 | Emergency Eye Wash Station | 12 | MO |  | 0
E007AW | 1502000 | 3.3.21 | Irrigation System | 12 | MO |  | 0
|  | 3.4 | Integrated Maintenance Program (IMP)
E007AX | 1502000 | 3.4.1 | HVAC and Refrigeration Systems | 12 | MO |  | 0
E007AY | 1502000 | 3.4.2 | Fire Protection Systems | 12 | MO |  | 0
E007AZ | 1502000 | 3.4.3 | Boilers and UPVs | 12 | MO |  | 0
|  | 3.5 | Inspection, Testing, and Certification Program
E007BA | 1502000 | 3.5.1 | Boilers and UPVs | 12 | MO |  | 0
E007BB | 1502000 | 3.5.2 | Vertical Transportation Equipment (VTE) | 12 | MO |  | 0
|  | 3.6 | Other Recurring Services Program
E007BC | 1502000 | 3.6.1 | Exhaust Hoods and Ducts | 12 | MO |  | 0
E007BD | 1502000 | 3.6.2 | HVAC Water Testing and Treatment Services | 12 | MO |  | 0
E007BE | 1502000 | 3.6.3 | Boiler Water Testing and Treatment Services | 12 | MO |  | 0
E007BF | 1502000 | 3.6.11 | Miscellaneous Equipment | 12 | MO |  | 0
E007BG | 1502000 | 3.6.16 | Lift Station Maintenance | 12 | MO |  | 0
| 1503010 |  | Custodial
E007BA | 1503010 | 3.1 | Scheduled Services | 12 | MO |  | 0
E007BB | 1503010 | 3.2 | MTF Other/Special Cleaning Services (DHA) | 12 | MO |  | 0
| 1503020 |  | Pest Control
E007BC | 1503020 | 3.1 | Scheduled Pest Control | 12 | MO |  | 0
E007BD | 1503020 | 3.3 | Pest Management Reporting | 12 | MO |  | 0
| 1503030 |  | Integrated Solid Waste Management
E007BE | 1503030 | 3.1 - 3.5 | Recurring Work | 12 | MO |  | 0
| 1503050 |  | Grounds Maintenance and Landscaping
E007BF | 1503050 | 3.1 | Improved Grounds | 12 | MO |  | 0
E007BG | 1503050 | 3.4 | Outdoor Waste Collection | 12 | MO |  | 0
|  |  | DHA SUBTOTAL: |  |  |  | 0
E008 |  |  | DeCA (Defense Commissary Agency)
| 1502000 |  | Facility Investment
|  | 3.1 | Emergency, Urgent, and Routine (E/U/R) Work
E008AA |  | 3.1.2 | Urgent | 12 | MO |  | 0
|  | 3.1 | Preventive Maintenance (PM) Program
E008AB | 1502000 | 3.3.3 | Vertical Transportation Equipment (VTE) | 12 | MO |  | 0
|  | 3.4 | Integrated Maintenance Program (IMP)
E008AC | 1502000 | 3.4.2 | Fire Protection Systems | 12 | MO |  | 0
|  | 3.5 | Inspection, Testing, and Certification Program
E008AD | 1502000 | 3.5.2 | Vertical Transportation Equipment (VTE) | 12 | MO |  | 0
|  | 3.6 | Other Recurring Services Program
E008AE | 1502000 | 3.6.13 | Oil-Water Separators and Grease Traps Maintenance | 12 | MO |  | 0
| 1503020 |  | Pest Control
E008AE | 1503020 | 3.1 | Scheduled Pest Control | 12 | MO |  | 0
E008AF | 1503020 | 3.2 | Pest Control Service Orders | 12 | MO |  | 0
E008AG | 1503020 | 3.3 | Pest Management Reporting | 12 | MO |  | 0
| 1503030 |  | Integrated Solid Waste Management
E008AH | 1503030 | 3.1 - 3.5 | Recurring Work | 12 | MO |  | 0
|  |  | DeCA SUBTOTAL: |  |  |  | 0
E009 |  |  | DCS (Defense Courier Service)
| 1502000 |  | Facility Investment
|  | 3.4 | Integrated Maintenance Program (IMP)
E009AA | 1502000 | 3.4.2 | Fire Protection Systems | 12 | MO |  | 0
|  |  | DCS SUBTOTAL: |  |  |  | 0
E010 |  |  | DoDEA (Department of Defense Education Activity)
| 1503030 |  | Integrated Solid Waste Management
E010AA | 1503030 | 3.1 - 3.5 | Recurring Work | 12 | MO |  | 0
|  |  | DoDEA SUBTOTAL: |  |  |  | 0
E011 |  |  | DLA DISTRIBUTION
| 1502000 |  | Facility Investment
|  | 3.1 | Emergency, Urgent, and Routine (E/U/R) Work
E011AA | 1502000 | 3.1.1 | Emergency | 12 | MO |  | 0
E011AB | 1502000 | 3.1.2 | Urgent | 12 | MO |  | 0
E011AC | 1502000 | 3.1.3 | Routine | 12 | MO |  | 0
|  | 3.1 | Preventive Maintenance (PM) Program
E011AD | 1502000 | 3.3.3 3.5.2 | Vertical Transportation Equipment (VTE) | 12 | MO |  | 0
E011AE | 1502000 | 3.3.15 | Aboveground (AST) and Underground (UST) Storage Tanks | 12 | MO |  | 0
|  | 3.4 | Integrated Maintenance Program (IMP)
E011AF | 1502000 | 3.4.2 | Fire Protection Systems | 12 | MO |  | 0
|  | 3.5 | Inspection, Testing, and Certification Program
E011AG | 1502000 | 3.5.2 | Vertical Transportation Equipment (VTE) | 12 | MO |  | 0
|  | 3.6 | Other Recurring Services Program
E011AH | 1502000 | 3.6.4 | Solar Panel Maintenance | 12 | MO |  | 0
E011AJ | 1502000 | 3.6.5 | Gutter and Roof Inspections | 12 | MO |  | 0
E011AK | 1502000 | 3.6.12 | Fall Protection Lifeline Systems Inspection and Certification | 12 | MO |  | 0
| 1503020 |  | Pest Control
E011AL | 1503020 | 3.1 | Scheduled Pest Control | 12 | MO |  | 0
E011AM | 1503020 | 3.2 | Pest Control Service Orders | 12 | MO |  | 0
E011AN | 1503020 | 3.3 | Pest Management Reporting | 12 | MO |  | 0
| 1503030 |  | Integrated Solid Waste Management
E011AP | 1503030 | 3.1 - 3.5 | Recurring Work | 12 | MO |  | 0
|  |  | DLA DISTRIBUTION SUBTOTAL: |  |  |  | 0
E012 |  |  | DLA DISPOSITION
| 1503010 |  | Custodial
E012AA | 1503010 | 3.1 | Scheduled Services | 12 | MO |  | 0
| 1503020 |  | Pest Control
E012AB | 1503020 | 3.1 | Scheduled Pest Control | 12 | MO |  | 0
E012AC | 1503020 | 3.2 | Pest Control Service Orders | 12 | MO |  | 0
E012AD | 1503020 | 3.3 | Pest Management Reporting | 12 | MO |  | 0
|  |  | DLA DISPOSITION SUBTOTAL: |  |  |  | 0
E013 |  |  | NAVSUP FUELS - DLA ENERGY FUNDED
| 1502000 |  | Facility Investment
|  | 3.1 | Emergency, Urgent, and Routine (E/U/R) Work
E013AA | 1502000 | 3.1.1 | Emergency | 12 | MO |  | 0
E013AB | 1502000 | 3.1.2 | Urgent | 12 | MO |  | 0
E013AC | 1502000 | 3.1.3 | Routine | 12 | MO |  | 0
|  | 3.1 | Preventive Maintenance (PM) Program
E013AD | 1502000 | 3.3.2 | Lightning Arrestors and Grounding Devices | 12 | MO |  | 0
E013AE | 1502000 | 3.3.09 15 | Aboveground (AST) and Underground (UST) Storage Tanks | 12 | MO |  | 0
E013AF | 1502000 | 3.3.12 18 | Drinking Fountains/Water Coolers | 12 | MO |  | 0
E013AF | 1502000 | 3.3.16 23 | POL Fuel Depot Facilities and Distribution Systems | 12 | MO |  | 0
E013AG | 1502000 | 3.3.17 24 | Aviation Fuel Support Systems | 12 | MO |  | 0
E013AH | 1502000 | 3.3.18 25 | Vehicle Fueling Station Systems | 12 | MO |  | 0
|  | 3.4 | Integrated Maintenance Program (IMP)
E013AI | 1502000 | 3.4.2 | Fire Protection Systems | 12 | MO |  | 0
|  | 3.6 | Other Recurring Services Program
E013AK | 1502000 | 3.6.5 | Gutter and Roof Inspections | 12 | MO |  | 0
E013AL | 1502000 | 3.6.13 | Oil-Water Separators and Grease Traps Maintenance | 12 | MO |  | 0
| 1503010 |  | Custodial
E013AM | 1503010 | 3.1 | Scheduled Services | 12 | MO |  | 0
|  |  | NAVSUP FUELS - DLA ENERGY FUNDED SUBTOTAL: |  |  |  | 0
E014 |  |  | FAMILY HOUSING
| 1401000 |  | Family Housing
E014AA | 1401000 | 3.1 | Family Housing (FH) Maintenance and Repairs
E014AB | 1401000 | 3.1.1.1 | Emergency | 12 | MO |  | 0
E014AC | 1401000 | 3.1.1.2 | Urgent | 12 | MO |  | 0
E014AD | 1401000 | 3.1.1.3 | Routine | 12 | MO |  | 0
E014AE | 1401000 | 3.1.2 | Scheduled Roof Cleaning | 12 | MO |  | 0
| 1502000 |  | Facility Investment
|  | 3.1 | Preventive Maintenance (PM) Program
E014AF | 1502000 | 3.3.21 | Irrigation System | 12 | MO |  | 0
|  | 3.4 | Integrated Maintenance Program (IMP)
E014AG | 1502000 | 3.4.1 | HVAC and Refrigeration Systems | 12 | MO |  | 0
E014AH | 1502000 | 3.4.3 | Boilers and UPVs | 12 | MO |  | 0
|  | 3.6 | Other Recurring Services Program
E014AJ | 1502000 | 3.6.2 | HVAC Water Testing and Treatment Services | 12 | MO |  | 0
E014AK | 1502000 | 3.6.4 | Solar Panel Maintenance | 12 | MO |  | 0
| 1503010 |  | Custodial
E014AL | 1503010 | 3.1 | Scheduled Services | 12 | MO |  | 0
| 1503020 |  | Pest Control
E014AM | 1503020 | 3.1 | Scheduled Pest Control | 12 | MO |  | 0
E014AN | 1503020 | 3.2 | Pest Control Service Orders | 12 | MO |  | 0
E014AN | 1503020 | 3.2.1 | Unscheduled Pest Control Services | 12 | MO |  | 0
E014AP | 1503020 | 3.3 | Pest Management Reporting | 12 | MO |  | 0
| 1503030 |  | Integrated Solid Waste Management
E014AQ | 1503030 | 3.1 - 3.5 | Recurring Work | 12 | MO |  | 0
| 1503050 |  | Grounds Maintenance and Landscaping
E014AR | 1503050 | 3.1 | Improved Grounds | 12 | MO |  | 0
| 1503060 |  | Pavement Clearance
E014AS | 1503060 | 3.1 | Improved Grounds | 12 | MO |  | 0
|  |  | HOUSING SUBTOTAL: |  |  |  | 0
E015 |  |  | UNACCOMPANIED HOUSING
| 1402000 | 3 | Recurring Work
E015AA | 1402000 | 3.1 | Unaccompanied Housing (UH) Maintenance and Repairs | 12 | MO |  | 0
E015AB | 1402000 | 3.2 | Change of Occupancy Maintenance (COM) Services
E015AB | 1402000 | 3.2 | COM - Small BQ Units | 150 | EA |  | 0
E015AC | 1402000 | 3.2 | COM - Common Areas BQ Units | 200 | EA |  | 0
E015AD | 1402000 | 3.2 | Complete Painting - Small BQ Units | 150 | EA |  | 0
E015AE | 1402000 | 3.2 | Complete Painting - Common Areas BQ Units | 200 | EA |  | 0
E015AF | 1402000 | 3.3 | Laundry Room Servicing | 12 | MO |  | 0
|  |  | UNACCOMPANIED HOUSING SUBTOTAL: |  |  |  | 0
E016 |  |  | GLOBAL HAWK
| 1502000 |  | Facility Investment
|  | 3.1 | Emergency, Urgent, and Routine (E/U/R) Work
E016AA | 1502000 | 3.1.1 | Emergency | 12 | MO |  | 0
E016AB | 1502000 | 3.1.2 | Urgent | 12 | MO |  | 0
E016AC | 1502000 | 3.1.3 | Routine | 12 | MO |  | 0
|  | 3.1 | Preventive Maintenance (PM) Program
E016AD | 1502000 | 3.3.1 | Interior and Exterior Lighting Systems | 12 | MO |  | 0
E016AE | 1502000 | 3.3.2 | Lightning Arrestors and Grounding Devices | 12 | MO |  | 0
E016AF | 1502000 | 3.3.4 | Compressed Air Systems | 12 | MO |  | 0
E016AG | 1502000 | 3.3.5 | Auxiliary Generators | 12 | MO |  | 0
E016AH | 1502000 | 3.3.6 | Uninterruptable Power Supply Systems (UPS) | 12 | MO |  | 0
E016AJ | 1502000 | 3.3.13 | Facility Electric Systems | 12 | MO |  | 0
E016AK | 1502000 | 3.3.15 | Aboveground (AST) and Underground (UST) Storage Tanks | 12 | MO |  | 0
E016AL | 1502000 | 3.3.16 | Overhead and Roll-Up Doors | 12 | MO |  | 0
E016AM | 1502000 | 3.3.17 | Hangar Door | 12 | MO |  | 0
E016AN | 1502000 | 3.3.18 | Drinking Fountains/Water Coolers | 12 | MO |  | 0
E016AP | 1502000 | 3.3.20 | Emergency Eyewash Station | 12 | MO |  | 0
E016AQ | 1502000 | 3.3.25 | Vehicle Arrestor System | 12 | MO |  | 0
E016AR | 1502000 | 3.3.26 | Flood Gate | 12 | MO |  | 0
| 1502000 | 3.4 | Integrated Maintenance Program (IMP)
E016AS | 1502000 | 3.4.1 | HVAC and Refrigeration Systems | 12 | MO |  | 0
E016AT | 1502000 | 3.4.2 | Fire Protection Systems | 12 | MO |  | 0
E016AU | 1502000 | 3.4.3 | Boilers and UPVs | 12 | MO |  | 0
|  | 3.5 | Inspection, Testing, and Certification Program
E016AV | 1502000 | 3.5.1 3.4.3 | Boilers and UPVs | 12 | MO |  | 0
Other Recurring Services Program
E016AW | 1502000 | 3.6.2 | HVAC Water Testing and Treatment Services | 12 | MO |  | 0
E016AX | 1502000 | 3.6.3 | Boiler Water Testing and Treatment Services | 12 | MO |  | 0
E016AY | 1502000 | 3.6.4 | Solar Panel Maintenance | 12 | MO |  | 0
E016AZ | 1502000 | 3.6.6 | Gutter Maintenance | 12 | MO |  | 0
E016BA | 1502000 | 3.6.14 15 | Fire Extinguisher Inspection and Maintenance | 12 | MO |  | 0
E016BB | 1502000 | 3.6.15 | Lift Station Maintenance | 12 | MO |  | 0
| 1503010 |  | Custodial
E016BC | 1503010 | 3.1 | Scheduled Services | 12 | MO |  | 0
| 1503020 |  | Pest Control
E016BD | 1503020 | 3.1 | Scheduled Pest Control | 12 | MO |  | 0
E016BE | 1503020 | 3.2 | Pest Control Service Orders | 12 | MO |  | 0
E016BF | 1503020 | 3.3 | Pest Management Reporting | 12 | MO |  | 0
| 1503030 |  | Integrated Solid Waste Management
E016BG | 1503030 | 3.1 - 3.5 | Recurring Work | 12 | MO |  | 0
|  |  | GLOBAL HAWK SUBTOTAL: |  |  |  | 0
E017 |  |  | NCIS
| 1502000 |  | Facility Investment
| 1502000 | 3.4 | Integrated Maintenance Program (IMP)
E017AA | 1502000 | 3.4.2 | Fire Protection Systems | 12 | MO |  | 0
| 1503010 |  | Custodial
E017AB | 1503010 | 3.1 | Scheduled Services | 12 | MO |  | 0
|  |  | NCIS SUBTOTAL: |  |  |  | 0
E018 |  |  | NAVY LODGE
| 1502000 |  | Facility Investment
|  | 3.1 | Emergency, Urgent, and Routine (E/U/R) Work
E018AA | 1502000 | 3.1.1 | Emergency | 12 | MO |  | 0
E018AB | 1502000 | 3.1.2 | Urgent | 12 | MO |  | 0
E018AC | 1502000 | 3.1.3 | Routine | 12 | MO |  | 0
| 1502000 | 3.4 | Integrated Maintenance Program (IMP)
E018AD | 1502000 | 3.4.2 | Fire Protection Systems | 12 | MO |  | 0
|  |  | NAVY LODGE SUBTOTAL: |  |  |  | 0
E019 |  |  | NGIS
| 1502000 |  | Facility Investment
|  | 3.1 | Emergency, Urgent, and Routine (E/U/R) Work
E019AA | 1502000 | 3.1.1 | Emergency | 12 | MO |  | 0
E019AB | 1502000 | 3.1.2 | Urgent | 12 | MO |  | 0
E019AC | 1502000 | 3.1.3 | Routine | 12 | MO |  | 0
| 1503010 |  | Custodial
E019AD | 1503010 | 3.1 | Scheduled Services | 12 | MO |  | 0
| 1503030 |  | Integrated Solid Waste Management
E019AE | 1503030 | 3.1 - 3.5 | Recurring Work | 12 | MO |  | 0
| 1503050 |  | Ground Maintenance and Landscaping
E019AF | 1503050 | 3.4 | Outdoor Waste Collection | 12 | MO |  | 0
|  |  | NGIS SUBTOTAL: |  |  |  | 0
E020 |  |  | SPACE FORCE
| 1502000 |  | Facility Investment
|  | 3.1 | Emergency, Urgent, and Routine (E/U/R) Work
E020AA | 1502000 | 3.1.1 | Emergency | 12 | MO |  | 0
E020AB | 1502000 | 3.1.2 | Urgent | 12 | MO |  | 0
E020AC | 1502000 | 3.1.3 | Routine | 12 | MO |  | 0
|  | 3.1 | Preventive Maintenance (PM) Program
E020AD | 1502000 | 3.3.5 | Auxiliary Generators | 12 | MO |  | 0
E020AE | 1502000 | 3.3.13 | Facility Electric Systems | 12 | MO |  | 0
E020AF | 1502000 | 3.3.18 | Drinking Fountains/Water Coolers | 12 | MO |  | 0
| 1502000 | 3.4 | Integrated Maintenance Program (IMP)
E020AG | 1502000 | 3.4.1 | HVAC and Refrigeration Systems | 12 | MO |  | 0
E020AH | 1502000 | 3.4.2 | Fire Protection Systems | 12 | MO |  | 0
E020AJ | 1502000 | 3.4.3 | Boilers and UPVs | 12 | MO |  | 0
Other Recurring Services Program
E020AK | 1502000 | 3.6.2 | HVAC Water Testing and Treatment Services | 12 | MO |  | 0
E020AL | 1502000 | 3.6.4 | Solar Panel Maintenance | 12 | MO |  | 0
| 1503010 |  | Custodial
E020AM | 1503010 | 3.1 | Scheduled Services | 12 | MO |  | 0
| 1503020 |  | Pest Control
E020AN | 1503020 | 3.1 | Scheduled Pest Control | 12 | MO |  | 0
E020AP | 1503020 | 3.2 | Pest Control Service Orders | 12 | MO |  | 0
E020AQ | 1503020 | 3.3 | Pest Management Reporting | 12 | MO |  | 0
| 1503030 |  | Integrated Solid Waste Management
E020AR | 1503030 | 3.1 - 3.5 | Recurring Work | 12 | MO |  | 0
|  |  | SPACE FORCE SUBTOTAL: |  |  |  | 0
E021 |  |  | DLA ENERGY
| 1503010 |  | Custodial
E021AA | 1503010 | 3.1 | Scheduled Services | 12 | MO |  | 0
| 1503020 |  | Pest Control
E021AA | 1503020 | 3.1 | Scheduled Pest Control | 12 | MO |  | 0
E021AB | 1503020 | 3.3 | Pest Management Reporting | 12 | MO |  | 0
|  |  | DLA ENERGY SUBTOTAL: |  |  |  | 0
E022 |  |  | MWR (Morale, Welfare, and Recreation)
| 1502000 |  | Facility Investment
|  | 3.6 | Other Recurring Services Program
E022AE | 1502000 | 3.6.1 | Exhaust Hoods and Ducts | 12 | MO |  | 0
E022AG | 1502000 | 3.6.13 | Oil-Water Separators and Grease Traps Maintenance | 12 | MO |  | 0
|  |  | MWR SUBTOTAL: |  |  |  | 0
E023 |  |  | NEXCOM (Navy Exchange)
| 1502000 |  | Facility Investment
|  | 3.6 | Other Recurring Services Program
E023AA | 1502000 | 3.6.1 | Exhaust Hoods and Ducts | 12 | MO |  | 0
|  |  | NEXCOM SUBTOTAL: |  |  |  | 0
TOTAL FOR LINE ITEM 0009 - 4TH OPTION YEAR - RECURRING WORK (ELINs E001 THROUGH E023 21) | [6 empty] | 0
SECTION J
EXHIBIT A
Unit Price Per Linear Foot to Provide Red Wood or Cedar Fence Including Dog Ear Fence Boards, Posts, Rails, Braces and all Hardware.
Fence Board Height of 6'
Unit Price Per Linear Foot to Provide Reconditioning and Maintenance Service for Barbwire Fence.
Unit Price Per Linear Foot to Provide Red Wood or Cedar Fence Including Dog Ear Fence Boards, Posts, Rails, Braces and all Hardware.
Fence Board Height of 6'
Unit Price Per Linear Foot to Provide Reconditioning and Maintenance Service for Ornamental Steel Fence.
Unit Price Per Linear Foot to Provide Red Wood or Cedar Fence Including Dog Ear Fence Boards, Posts, Rails, Braces and all Hardware.
Fence Board Height of 6'
Unit Price Per Linear Foot to Provide Reconditioning and Maintenance Service for Wood Fence.
PROVIDE A UNIT PRICE FOR THE REMOVAL AND DISPOSAL OF FENCE COMPLETE, FENCE POSTS, BARBWIRE, BARBED TAPE.
IN ACCORDANCE WITH SECTION C, C.10.1.l
ELIN A001EW through A001FI
Unit Price Per Linear Foot to Provide Red Wood or Cedar Fence Including Dog Ear Fence Boards, Posts, Rails, Braces and all Hardware.
Fence Board Height of 6'
Unit Price Per Linear Foot to Provide Removal Service for Chain link Fence.
Including Fabric, Posts, Gates, Rails, Tension Wire, Barbwire/Barbed Tape.
Unit Price Per Linear Foot to Provide Red Wood or Cedar Fence Including Dog Ear Fence Boards, Posts, Rails, Braces and all Hardware.
Fence Board Height of 6'
Unit Price Per Linear Foot to Provide Removal Service for Chain link Fence Gates including tracks (not posts).
Unit Price Per Linear Foot to Provide Red Wood or Cedar Fence Including Dog Ear Fence Boards, Posts, Rails, Braces and all Hardware.
Fence Board Height of 6'
Unit Price Per Linear Foot to Provide Removal Service for Ornamental Steel Fence. Including Posts and Gates
Unit Price Per Linear Foot to Provide Red Wood or Cedar Fence Including Dog Ear Fence Boards, Posts, Rails, Braces and all Hardware.
Fence Board Height of 6'
Unit Price Per Linear Foot to Provide Removal Service for Wood Fence. Including Posts and Gates.
Unit Price Per Linear Foot to Provide Red Wood or Cedar Fence Including Dog Ear Fence Boards, Posts, Rails, Braces and all Hardware.
Fence Board Height of 6'
Unit Price Per Linear Foot to Provide Removal Service for Barbwire Fence. Including Posts and all wire.
Unit Price Per Linear Foot to Provide Red Wood or Cedar Fence Including Dog Ear Fence Boards, Posts, Rails, Braces and all Hardware.
Fence Board Height of 6'
Unit Price Each to Provide Removal Service for Fence Posts. Including Posts Footing with Braces and Supports as Required.
Unit Price Per Linear Foot to Provide Red Wood or Cedar Fence Including Dog Ear Fence Boards, Posts, Rails, Braces and all Hardware.
Fence Board Height of 6'
Unit Price Each to Provide Removal Service for Fence Posts. Post Cut-off Flush.
Unit Price Per Linear Foot to Provide Red Wood or Cedar Fence Including Dog Ear Fence Boards, Posts, Rails, Braces and all Hardware.
Fence Board Height of 6'
Unit Price Each to Provide Removal Service for Fence Posts. Driven Post.
Unit Price Per Linear Foot to Provide Red Wood or Cedar Fence Including Dog Ear Fence Boards, Posts, Rails, Braces and all Hardware.
Fence Board Height of 6'
Unit Price Each to Provide Removal Service for Fence Posts. Including Posts Footing with Braces and Supports as Required.
Posts Set in Concrete/Asphalt.
Unit Price Per Linear Foot to Provide Red Wood or Cedar Fence Including Dog Ear Fence Boards, Posts, Rails, Braces and all Hardware.
Fence Board Height of 6'
Unit Price Per Square Foot to Patch and Refinish Concrete or Asphalt Surface.
Surface Depth to Match Surrounding.
Unit Price Each to Remove and Dispose of or Save and Store (for reuse) Barbwire Single Arm Support.
Unit Price Each to remove and Dispose of or Save and Store (for reuse) Barbwire Double (V) Arm Support.
Lump Sum Price for the recycling of removed materials. Based on a Percentage Added to Removal Item Ordered
SECTION J
EXHIBIT A
Lump Sum Price for the Recycling of Removed Materials. Based on a Percentage Added to Removal Item Ordered, ELIN A001EK to A001EW. Figured on a Quantity of 1,000. The Quantity Provided is for Establishing the Percentage Rate Only.
PROVIDE A UNIT PRICE TO PERFORM EXPEDITED SERVICES.
IN ACCORDANCE WITH SECTION C, C.10.2
ELIN A001FJ
Lump Sum Price for Expedited Maintenance and Repair Services. Based on a Percentage Added to Task Order Total. Figured on a Quantity of 1,000. The Quantity Provided is for Establishing the Percentage Rate Only.
SECTION J
EXHIBIT A
SECTION J
EXHIBIT A
PROVIDE A UNIT PRICE FOR THE RENTAL OF TEMPORARY CHAIN LINK FENCE.
IN ACCORDANCE WITH SECTION C, C.10.3
ELIN A001FK THROUGH A001FP
Unit Price Per Linear Foot to Provide Red Wood or Cedar Fence Including Dog Ear Fence Boards, Posts, Rails, Braces and all Hardware.
Fence Board Height of 6'
Unit Price Per Linear Foot to Provide Temporary Chain link Fence.
6' Fence Height
Driven Posts
Unit Price Per Linear Foot to Provide Red Wood or Cedar Fence Including Dog Ear Fence Boards, Posts, Rails, Braces and all Hardware.
Fence Board Height of 6'
Unit Price Per Linear Foot to Provide Temporary Chain link Fence.
12' Panel, 6' Height
Driven Posts
Unit Price Per Linear Foot to Provide Red Wood or Cedar Fence Including Dog Ear Fence Boards, Posts, Rails, Braces and all Hardware.
Fence Board Height of 6'
Unit Price Per Linear Foot to Provide Temporary Chain link Fence.
12' Panel, 6' Height, Free-Standing
Unit Price Per Linear Foot to Provide Red Wood or Cedar Fence Including Dog Ear Fence Boards, Posts, Rails, Braces and all Hardware.
Fence Board Height of 6'
Unit Price Per Linear Foot to Provide Red Wood or Cedar Fence Including Dog Ear Fence Boards, Posts, Rails, Braces and all Hardware.
Fence Board Height of 6'
Unit Price Per Linear Foot to Provide Temporary Chain link Fence.
Driven Posts
With Barbwire, 7' Fence Height
Unit Price Per Linear Foot to Provide Red Wood or Cedar Fence Including Dog Ear Fence Boards, Posts, Rails, Braces and all Hardware.
Fence Board Height of 6'
Unit Price Per Linear Foot to Provide Temporary Chain link Fence.
12' Panel, With Barbwire, 7' Height
Driven Posts
Unit Price Per Linear Foot to Provide Red Wood or Cedar Fence Including Dog Ear Fence Boards, Posts, Rails, Braces and all Hardware.
Fence Board Height of 6'
Unit Price Per Linear Foot to Provide Temporary Chain link Fence.
12' Panel, With Barbwire, 7' Height,
Free-Standing

## CLIN 010 - 4th OP - NRW
ATTACHMENT J-0200000-12 XX
EXHIBIT LINE ITEM NUMBERS
SOLICITATION/CONTRACT # N62470-25-R-0020 XX-R-00XX
EXHIBIT E A - FOURTH OPTION BASE PERIOD - NON-RECURRING WORK
CLIN 0010
Non-Recurring Work Price - 4th Option Period
PROVIDE PRICES TO PERFORM NON-RECURRING WORK - IN ACCORDANCE WITH SECTION C, SPEC ITEM 4, AND TO PRICE ADDITIONS AND DELITIONS TO THE RECURRING WORK REQUIREMENTS - IN ACCORDANCE WITH ANNEX 0200000, SPEC ITEM 2.14.1, RECURRING WORK PREPARATION OF PROPOSAL
ELINs E700 THROUGH E1032
ELIN | Annex/Sub-Annex | Short Description | Long Description | Unit Price (USD) | Unit of Issue | Estimated Quantities | Extended Price (USD)
UNIT PRICED TASK (UPT) WORK
| 200000 |  | Management and Administration
E700 |  | Naval Hospital Disaster Exercise Staff Support Requirements | Provide labor, management, supervision, tools, material and equipment to provide onsite labor at Building 273, NAS I, to support Naval Hospital disaster exercises within response and completion times specified in J-0200000-10, Naval Hospital Disaster Exercise Support Requirements (Non-Recurring/IDIQ), Section J. Respond within 1 working day or as specified in the orders. |  | EA | 5 | 0
E701-E705 | Reserved
| 1401000 |  | Family Housing
E706 |  | FH Change of Occupancy Maintenance (COM) | Provide labor, management, supervision, tools, material and equipment to perform Change of Occupancy Maintenance including all requirements per J-1401000-07 Performance Objectives and Standards, J-1401000-08 Change of Occupancy Maintenance Notice of Vacancy and Work Completion, J-1401000-09 FH Change of Occupancy Maintenance Checklist, and J-1401000-10 Listing of FH Change of Occupancy Maintenance Tasks, Section J, at the ordered location. Complete all work within 3 working days or as specified in the order. |  | EA | 4 | 0
E707 |  | FH Bathtub Replacement | Provide labor, management, supervision, tools, material and equipment to replace a bathtub with a new commercial grade fixture including removal of existing tub and installation of new shower valves and caulking at the ordered location. Where appropriate, single handle control valves shall be used. Complete all work within 3 working days during COM or as specified in the order. |  | EA | 4 | 0
E708 |  | FH Bathtub Liner Replacement | Provide labor, management, supervision, tools, material and equipment to replace a bathtub liner with a new commercial grade to match existing tub color including removal of existing liner and caulking of joints at the ordered location. Finished product shall be free of voids, loose spots, and cover tub from edge to edge and floor. Complete all work within 3 working days during COM or as specified in the order. |  | EA | 4 | 0
E709 |  | FH Bathtub and Shower Control Valves Replacement | Provide labor, management, supervision, tools, material and equipment to replace bathtub and shower control valves having new commercial grade bright chrome finish to match existing including removal of existing valves and caulking of joints at the ordered location. Complete all work within 3 working days during COM or as specified in the order. |  | EA | 8 | 0
E710 |  | FH Kitchen Sink Replacement | Provide labor, management, supervision, tools, material and equipment to replace a kitchen sink with new sink to match existing to include removal of existing sink, single chrome finish control high spout kitchen faucet with spray arm, continuous waste drain and p-trap at the ordered location. Completed installation shall be free of leaks and present a finished appearance. Complete all work within 3 working days during COM or as specified in the order. |  | EA | 4 | 0
E711 |  | FH Countertop Replacement | Provide labor, management, supervision, tools, material and equipment to replace a countertop to include removal of existing top, removal and reinstallation of sink, and installation of new granite top as specified, sealing/grouting of joints per manufacturer's recommendations, 10 centimeter back splash, and drip edge at the ordered location. Complete all work within 3 working days during COM or as specified in the order. |  | EA | 4 | 0
E712 |  | FH Cabinet Doors Replacement | Provide labor, management, supervision, tools, material and equipment to replace cabinet doors with new doors to match existing door style, materials and finish to include removal of existing doors, new hinges, latch and handle hardware at the specified location. Complete all work within 3 working days during COM or as specified in the order. |  | EA | 4 | 0
E713 |  | FH Exhaust Hood Replacement | Provide labor, management, supervision, tools, material and equipment to replace a range exhaust hood with new hood to match existing to include removal of existing hood at the ordered location. New hood shall be complete with removable washable filtering element, 3 speed fan, and 2 level light. Complete all work within 3 working days during COM or as specified in the order. |  | EA | 4 | 0
E714 |  | FH Screen Door Replacement | Provide labor, management, supervision, tools, material and equipment to replace an exterior screen door with new aluminum security type door (approx. 210 x 85 centimeters) to match existing opening to include removal of existing door, new deadbolt locking system and minimum of 2 sets of keys at the ordered location. Complete all work within 3 working days during COM or as specified in the order. |  | EA | 4 | 0
E715 |  | FH Door Replacement (Exterior and Interior) | Provide labor, management, supervision, tools, material and equipment to replace an exterior or interior door with new door to match existing style, wood species and finish to include removal of existing door, touchup of scratches and nicks in adjoining frame, and reinstallation of existing hardware where unrepairable at the ordered location. Exterior doors shall be solid core (not core filled) and replaced the same day work is started. Metal exterior doors shall meet the industrial standards requirements for thermos insulated pre-factory finished exterior doors and frames. Doors shall be plumbed and planed (to include appropriate bevel) to provide a minimum 3 millimeter finished clearance between door and adjoining head and jambs, and trimmed to provide adequate clearance above the floor. Complete all work within 3 working days during COM or as specified in the order. |  | EA | 10 | 0
E716 |  | FH Ceramic Tile Replacement | Provide labor, management, supervision, tools, material and equipment to replace ceramic tile with new tile to match existing on floors, walls, and window stools where broken, missing, cracked or discolored to include removal of existing tiles and grouting of new tiles at the ordered location. Marble saddles shall be replaced where damaged. Floor tiles shall be grouted as required to provide a waterproof seal. Where exact match is no longer available, remove and replace nondefective tiles to create a pattern to minimize visual effect of the style/color mismatch. Complete all work within 3 working days during COM or as specified in the order. |  | SM | 300 | 0
E717 |  | FH Terrazzo Tile Replacement | Provide labor, management, supervision, tools, material and equipment to replace terrazzo tile with new tile to match existing where broken, missing, cracked, spalled or discolored to include removal of defective tiles and grouting of new tiles at the ordered location. Floor tiles shall be regrouted as required to provide a waterproof seal. Where exact match is no longer available, remove and replace nondefective tiles to create a pattern to minimize visual effect of the style/color mismatch. Complete all work within 3 working days during COM or as specified in the order. |  | SM | 300 | 0
E718-E729 | Reserved
| 1402000 |  | Unaccompanied Housing
E730 |  | Bachelor Quarters Small Unit COM (Single Bedroom) | Provide labor, management, supervision, tools, material and equipment to perform complete Change of Occupancy Maintenance in a small BQ unit including all requirements per J-1402000-04 Change of Occupancy Maintenance Objectives and Standards and J-1402000-05 Listing of Change of Occupancy Maintenance Tasks in Section J at the ordered location. Complete all work within 2 working days during COM or as specified in the order. |  | EA | 50 | 0
E731 |  | Bachelor Quarters Common Area COM (Kitchette/Bathroom) | Provide labor, management, supervision, tools, material and equipment to perform complete Change of Occupancy Maintenance in a BQ unit common area including all requirements per J-1402000-04 Change of Occupancy Maintenance Objectives and Standards and J-1402000-05 Listing of Change of Occupancy Maintenance Tasks in Section J at the ordered location. Complete all work within 2 working days during COM or as specified in the order. |  | EA | 40 | 0
E732 |  | Bachelor Quarters Small Unit Painting (Single Bedroom) | Provide labor, management, supervision, tools, material and equipment to perform complete painting of a BQ small unit at the designated location. Complete all work within 2 working days during COM or as specified in the order. |  | EA | 50 | 0
E733 |  | Bachelor Quarters Common Area Painting (Kitchette/Bathroom) | Provide labor, management, supervision, tools, material and equipment to perform complete painting of a BQ common area including labor and materials at the designated location. Complete all work within 2 working days during COM or as specified in the order. |  | EA | 40 | 0
E734-E749 | Reserved
| 1502000 |  | Facility Investment
E750 |  | Roof Surface Cleaning | Provide labor, management, supervision, tools, material and equipment to clean entire surfaces of a facility roof including strainer(s) at the designated location. Complete all work within 3 working days or as specified in the order. |  | SM | 3000 | 0
E751 |  | Multi-story Roof Gutter Cleaning | Provide labor, management, supervision, tools, material and equipment to clean all roof gutters on a multi-story facility roof including downspouts and any underground drainage systems at the designated location(s). Work includes realigning and resecuring of gutters and downspouts where loose, sealing where leaking, and repair or replacement where damaged or missing. Complete all work within 3 working days or as specified in the order. |  | MR | 3000 | 0
E752 |  | Interior Painting | Provide labor, management, supervision, tools, material and equipment to paint interior surfaces of facilities using washable interior latex paint having a flat, semi-gloss or gloss finish and color as specified in the task order. Work includes surface preparation, priming and application of 2 finish coats of paint. All products shall be lead-free, odorless, nontoxic, and compatible with surfaces where being used. Complete all work within 3 working days or as specified in the order. |  | SM | 2000 | 0
E753 |  | Exterior Painting | Provide labor, management, supervision, tools, material and equipment to paint exterior surfaces of facilities using acrylic resin exterior type paint with and without quartz having a flat, semi-gloss or gloss finish and color as specified in the task order. Work includes surface preparation, priming and application of 2 roller applied finish coats of paint. All products shall be lead-free, odorless, nontoxic, and compatible with surfaces where being used. Complete all work within 3 working days or as specified in the order. |  | SM | 2000 | 0
E754 |  | Septic Tank Sludge Removal | Provide labor, management, supervision, tools, material and equipment to remove, weight and dispose of sludge from septic tanks at the designated location(s). Work includes pumping, removal of sludge, disposal of sludge and all transportation and disposal costs. Minimum quantity 500Kg. Sewage pipe cleaning not included. Complete all work within 3 working days or as specified in the order. |  | KG | 19500 | 0
E755 |  | Magnetic Key Card Locking Mechanism Replacement | Provide labor, management, supervision, tools, material and equipment to replace magnetic key card locksets in doors per technical specification 1502000, Section C. Complete all work within 1 working days or as specified in the order. |  | EA | 10 | 0
E756 |  | Portable Toilet Cabin | Provide labor, management, supervision, tools, material and equipment required to provide, deliver, clean and service portable toilet cabin(s) to specified location(s). Unit price per day/per toilet. General characteristics of the toilet cabins shall be as follows: Chemical operating WC; Thermosetting plastic composition white walls; Anti-skid plastic composition footboard; Sling hook for crane; Air grids and locks; Male/female external selector; Soap and toilet paper dispensers; Cleaning brush; Pedal flush; Pedal sink faucet; Mirror, Anti-vandalism door. Autonomy: approx. 250 uses. The Contractor shall clean and service portable toilet cabin(s) once per day as specified in the order to ensure all surfaces are cleaned, disinfected and deodorized, supplies are restocked, waste is removed and disposed of, and chemical are provided. The Contractor shall dispose of waste resulting from the use of portable toilet cabin(s) in accordance with all applicable Italian regulations. Portable toilet cabin(s) shall be removed within 1 working day past requirement termination. Delivery shall be completed within 2 calendar days or as specified in the order. Cost is based on a minimum 3 calendar days per unit (unit cost shall be per calendar day). |  | EA | 25 | 0
E757 |  | Bathroom Fixtures Replacement - Soap Dispenser | Provide labor, management, supervision, tools, material and equipment to supply and install new stainless steel soap dispenser. Provide customer with standard pre-approved fixture cut-sheets prior to installation for review. Complete all work within 3 working days or as specified in the order. |  | EA | 38 | 0
E758 |  | Bathroom Fixtures Replacement - Paper Towel Dispenser | Provide labor, management, supervision, tools, material and equipment to supply and install new stainless steel paper towel dispenser. Provide customer with standard pre-approved fixture cut-sheets prior to installation for review. Complete all work within 3 working days or as specified in the order. |  | EA | 38 | 0
E759 |  | Bathroom Fixtures Replacement - Toilet Paper Dispenser | Provide labor, management, supervision, tools, material and equipment to supply and install new stainless steel toilet paper dispenser. Provide customer with standard pre-approved fixture cut-sheets prior to installation for review. Complete all work within 3 working days or as specified in the order. |  | EA | 38 | 0
E760 |  | Leak Detection Services | Provide labor, management, supervision, tools, material and equipment to perform acoustic or other types of testing to find leaks and other subsurface utilities up to 100 linear meters. Contractor shall submit results of testing in duplicate hard copy format consistent with accepted standards and practices indicating locations o potential leaks. Complete all work within 2 working days or as specified in the order. |  | EA | 14 | 0
E761 |  | Video Inspection | Provide labor, management, supervision, tools, material and equipment required to perform video inspection of pipes and other confined spaces with video equipment up to 100 linear meters. Provide inspections results on DVD for government review and approval in duplicate prior to finalizing payment. Complete all work within 2 working days or as specified in the order. |  | EA | 14 | 0
E762 |  | Manlift Rental with Operator | Provide labor, management, supervision, tools, material and equipment required to rent manlift including operator per day. Manlift boom length shall be up to 35 meters. Contractor shall submit site-specific fall protection plan and provide daily safety and operational brief for personnel. This item is restricted to Public Works Department ordering. Complete all work within 2 working days or as specified in the order. |  | DA | 35 | 0
E763 |  | Hangar High Bay LED Lighting Fixture Replacement | Provide labor, management, supervision, tools, material and equipemnt required to replace 10-15 meters high hangar lighting. This requirment includes the use of appropriate equipment like scissor lift, scaffolding, or bucket truck (must be able to reach between 10 and 15 meters high depending on the hangar location). The Contractor shall follow all safety procedures for working at heights, such as using harnesses and ensuring proper fall protection is in place. Lights are up to 2500lumen, 400W each (230V/110V depending on the location). The Contractor shall replace entire lighting fixtures IAW manufacturers’ recommended procedures and OEM standards. Complete all work within 2 working days or as specified in the order. |  | EA | 50 | 0
E764 |  | Roads and Parking Lots Maintenance - Asphalt | Provide labor, management, supervision, tools, material and equipemnt required to road and parking lots maintenance and reparis, to include repair of of potholes on asphal roads. Tasks include but are not limited to: i. Preparation: a. - Identify and Mark: Locate the pothole and mark the area to be repaired, usually extending slightly beyond the damaged area. b. Remove Debris: - Clear the pothole of loose material, water, and any debris that might hinder the repair. c. Cut and Excavate: If necessary, cut the edges of the pothole to create a square or rectangular shape and remove damaged pavement to reach a stable base. d. Trim and Compact Base: Ensure the base of the pothole is trimmed and compacted for proper support. ii. Application: a. Tack Coat: Apply a bonding agent (tack coat) to the edges of the excavation to ensure a strong bond between the existing pavement and the new patching material. b. Fill with Patching Material: Backfill the pothole with appropriate patching material, which could be hot mix asphalt or a heated cold mix. iii. Compaction: Compact the patching material thoroughly using a roller, plate compactor, or other suitable equipment. iv. Finishing: a. Seal Joints: Seal the edges of the patch to prevent water infiltration. b. Clean Up: Remove any excess material or debris from the repaired area. c. Restriping: Where needed, restripe horizontal markings (road limits, stop signs and/or pedestrian crossing lines and similar). Complete all work within 5 working days or as specified in the order. |  | SM | 1500 | 0
E765 |  | Roads and Parking Lots Maintenance | Provide labor, management, supervision, tools, material and equipemnt required to road and parking lots maintenance and reparis, to include repair of of potholes, bumps and erosion on dirt road. Tasks include but are not limited to: i. Grading: Level the road surface, removing ruts and wash boarding, and reshaping the road crown ii. Pothole Patching: Backfill potholes with approved material for the area involved iii Drainage Maintenance: Clearing ditches and culverts to ensure water can flow freely away from the road surface iv. Shoulder Maintenance: Provide a stable edge to the road and ensure proper drainage Complete all work within 5 working days or as specified in the order. |  | SM | 2500 | 0
E766 |  | Pressure Washing Service - Dirt Road | Provide labor, management, supervision, tools, materials, and equipment required to perform pressure washing of asphalt and concrete roads, parking areas, sidewalks, exterior stairs, and exterior walls at designated locations. This includes the removal of debris, dirt, grime, oil, grease, moss, algae, mildew, and other surface contaminants. Surfaces shall be pre-treated as necessary to ensure effective cleaning while preventing damage." This may require work after normal working hours to prevent disruption to operations. Complete all work within 3 working days or as specified in the order. |  | SM | 2000 | 0
E767-E779 | Reserved
| 1503010 |  | Custodial
E780 |  | Vacuum Carpets and Rugs | Provide labor, management, supervision, tools, material, and equipment required to vacuum carpets and rugs to ensure they are clean. Complete all work within 3 working days or as specified in the order. |  | SM | 500 | 0
E781 |  | Carpet and Rug Deep Cleaning | Provide labor, management, supervision, tools, material, and equipment required to carpet and rug deep cleaning. The Contractor shall deep clean carpets and rugs to ensure that floors are clean and sightly. Acceptable methods for deep cleaning include shampooing, chemical extraction, steam cleaning, and other similar deep cleaning processes. Complete all work within 3 working days or as specified in the order. |  | SM | 500 | 0
E782 |  | Machine Scrub Floors | Provide labor, management, supervision, tools, material, and equipment required to machine scrub floors. Floor surfaces, including joints and corners, are clean and sightly, without embedded dirt, cleaning solution, film debris, stains, marks, wads of gum, tar and similar substances. Complete all work within 3 working days or as specified in the order. |  | SM | 1000 | 0
E783 |  | Damp Mop Floors | Provide labor, management, supervision, tools, material, and equipment required to damp mop floors. Kitchen and restroom floors shall be sanitized. This service includes the floors to be swept prior to wet-mopping. Complete all work within 3 working days or as specified in the order. |  | SM | 1000 | 0
E784 |  | Low Area Cleaning | Provide labor, management, supervision, tools, material, and equipment required to clean low areas. All dust and debris shall be removed. Low area cleaning includes all furniture and fixtures (e.g., doors, partitions, radiators, equipment, hand railings in stairways, grills, ledges, sills, walls, doors, light fixtures, chalk and dry boards and trays, miscellaneous hardware and bright metal work, and similar dust catching surfaces) to a maximum height of 2.1 meters above floor level. Complete all work within 3 working days or as specified in the order. |  | SM | 1000 | 0
E785 |  | High Area Cleaning | Provide labor, management, supervision, tools, material, and equipment required to clean high areas. High area cleaning includes all areas that are vertical and horizontal above 2.1 meters and can exceed 4 meters from floor level. Cleaning may be performed with extension tools or step ladders. All dust and debris shall be removed. Surfaces below the work shall be protected from dust and debris. Complete all work within 3 working days or as specified in the order. |  | SM | 1000 | 0
E786 |  | Interior Window Cleaning | Provide labor, management, supervision, tools, material, and equipment required to clean interior window surfaces and adjacent areas to ensure that surfaces are clean. The Contractor's cleaning techniques and products shall protect the integrity of the glass surface and finish and adjacent areas. Complete all work within 3 working days or as specified in the order. |  | SM | 1000 | 0
E787 |  | Exterior Ground Floor Window Cleaning | Provide labor, management, supervision, tools, material, and equipment required to clean exterior window surfaces and adjacent areas to ensure that surfaces are clean. The Contractor's cleaning techniques and products shall protect the integrity of the glass surface and finish and adjacent areas. Complete all work within 3 working days or as specified in the order. |  | SM | 500 | 0
E788 |  | Exterior Elevated Floor Window Cleaning | Provide labor, management, supervision, tools, material, and equipment required to clean exterior window surfaces above ground floors and adjacent areas to ensure that surfaces are clean. The Contractor's cleaning techniques and products shall protect the integrity of the glass surface and finish and adjacent areas. Complete all work within 3 working days or as specified in the order. |  | SM | 500 | 0
E789 |  | Window Blinds Cleaning | Provide labor, management, supervision, tools, material, and equipment required to remove, clean, and rehang window blinds. Complete all work within 3 working days or as specified in the order. |  | SM | 500 | 0
E790 |  | Glass Surface Cleaning | Provide labor, management, supervision, tools, material, and equipment required to clean glass surfaces. The Contract shall ensure that glass surfaces are sightly and free of all dirt and provide a clear, streak-, smudge- and mark-free appearance regardless of height. Glass surfaces include but are not limited to interior doors, (including associated transoms and sidelights). Complete all work within 3 working days or as specified in the order. |  | SM | 250 | 0
E791 |  | Restroom Cleaning and Servicing | Provide labor, management, supervision, tools, material, and equipment required to clean and servicing restrooms. All restroom surfaces are cleaned, sanitized and deodorized. Restroom supplies are completely restocked and all dispensers are in working condition. After work is completed, restrooms are clean, sanitary and sightly. Complete all work within 1 working days or as specified in the order. |  | SM | 500 | 0
E792 |  | Perimeter Area Cleaning | Provide labor, management, supervision, tools, material, and equipment required to debris removal. The Contractor shall police the area and remove all trash and debris. Area shall be free of all trash and debris and waste containers shall be emptied. This service may be ordered for the interior or exterior of buildings. Complete all work within 3 working days or as specified in the order. |  | SM | 1000 | 0
E793 |  | Stripping and Refinishing | Provide labor, management, supervision, tools, material, and equipment required to stripping and refinishing floors at designated location(s). Complete all work within 3 working days or as specified in the order. |  | SM | 3000 | 0
E794 |  | Cigarette Urn Cleaning | Provide labor, management, supervision, tools, material, and equipment required to remove and disposal of cigarettes waste, clean urn and refill with sand as required. Complete all work within 1 working days or as specified in the order. |  | EA | 100 | 0
E795 |  | Shower Revitalization | Provide labor, management, supervision, tools, material, and equipment required to deep clean floor and wall tiles and showers, clean caulk, re-grout and seal to restore wall and floor surfaces. It includes replacing shower liners and rings. Complete all work within 1 working days or as specified in the order. |  | EA | 50 | 0
E796 |  | Additional Custodial Services | Provide labor, management, supervision, tools, material and equipment to custodial services. Custodial work includes but is not limited to: emptying waste containers, low dusting, water fountains cleaning, sweeping/dust mopping, vacuum carpets and rugs, walk-off mats cleaning, damp mopping, restroom cleaning and restocking. Work shall be started within 2 hours after notification and may continue beyond government regular working hours with no price adjustments. Complete all work within 2 working days or as specified in the order. |  | HR | 240 | 0
E797 |  | Recreation Area / Furniture / Equipment Cleaning | Provide labor, management, supervision, tools, material, and equipment required to clean recreation areas, furniture and equipment. Areas to be serviced include courtyards for Buildings 170, 623, north canopy to Building 545 and west side of Building 318. - Bldg. 170: Courtyard measures approx. 590 sm (from Exit Door of Lobby Area to the end of Bldg. 170). There are six (6) rectangle tables, four (4) round tables, and seven (7) umbrellas. Courtyard, tables and umbrellas shall be pressure washed and cleaned with the use of appropriate detergent from bird droppings and all types of dirt. - Bldg. 623: Courtyard measures approx. 1200 sm (from Exit Door of Lobby Area to the end of Bldg. 623). There are two (2) rectangle tables, 11 round tables, and five (5) large umbrellas, seven (7) small umbrellas, and nine (9) benches. Courtyard, tables, umbrellas and benches shall be pressure washed and cleaned with the use of appropriate detergent from bird droppings and all types of dirt. Estimated annual cleaning events: six (6). Complete all work within 2 working days or as specified in the order. |  | EA | 6 | 0
E798-E809 | Reserved
| 1503020 |  | Pest Control
E810 |  | Adult Mosquito Surveillance | Provide labor, management, supervision, tools, material, and equipment required to conduct surveillance for adult mosquitos using light trap(s) and deliver catches to Naval Hospital Sigonella Preventive Medicine within 2 working days following receipt of the task order. Complete work within time periods specified in J-1503020. |  | EA | 16 | 0
E811 |  | Adult Mosquito Control | Provide labor, management, supervision, tools, material, and equipment required to apply a mosquito adulticide (ULV formulation) at the designated location(s) within time period of 24 hours to respond. Pest control services for adult mosquitoes shall be performed in the early morning hours (between 3am-6am). The Contractor shall nebulize and spray approved pesticide utilizing fog-generating equipment as requested in the order. Complete work within time periods specified in J-1503020. |  | KM | 16 | 0
E812 |  | Larval Mosquito Surveillance | Provide labor, management, supervision, tools, material, and equipment required to conduct surveillance of designated mosquito breeding sites for immature mosquitoes (eggs, larvae, and pupae). Time Period to Respond: within 2 working days. Complete work within time periods specified in J-1503020. |  | EA | 16 | 0
E813 |  | Larval and Pupal Mosquito Control | Provide labor, management, supervision, tools, material, and equipment required to control larval and pupal mosquitoes in designated area(s) and time periods to control within time period of 1 working day to respond. Complete work within time periods specified in J-1503020. |  | EA | 16 | 0
E814 |  | Nuisance Pest Control | Provide labor, management, supervision, tools, material, and equipment required to conduct surveillance and control ants, cockroaches, silverfish, centipedes, millipedes, beetles, fleas, spiders, and/or stored product pests at the designated location(s) per the applicable General Requirements and Performance Standards (Nuisance Pest Requirements) within time period of 3 working days to respond, 7 working days to obtain control, and 30 days to maintain control. |  | EA | 70 | 0
E815 |  | Disease Vector and Health Pest Control | Provide labor, management, supervision, tools, material, and equipment required to conduct surveillance and control bed bugs, bees, wasps, hornets, and other stinging arthropods, filth flies, and/or ticks at the designated location(s) per the applicable General Requirements and Performance Standards (Disease Vector and Health Pest Requirements) within time period of 1 working day to respond. |  | EA | 30 | 0
E816 |  | Vertebrate Pest Control | Provide labor, management, supervision, tools, material, and equipment required to conduct surveillance and control commensal rodents, pest birds, feral dogs and cats, and snakes in and around designated location(s) per the applicable General Requirements and Performance Standards (Vertebrate Pest Requirements) within time period of 24 hours to respond, and time periods to obtain and maintain control as specified in Pest Control Section J. |  | EA | 175 | 0
E817 |  | Termite and Other Wood Destroying Organisms Survey | Provide labor and materials to conduct surveillance in a facility for all termites species and other wood destroying organisms including fungal rots, carpenter ants, and wood boring beetles within following time periods to respond: within 4 hours after receipt of the order if reported as a swarm, otherwise, 5 working days. Complete work within time periods specified in J-1503020. |  | EA | 50 | 0
E818 |  | Termite Control | Provide labor, management, supervision, tools, material, and equipment required to control infestations of subterranean termites per J-1503020 (Termite Control Specifications) within time period of 5 working days after receipt of the task order to respond. Complete work within time periods specified in J-1503020. |  | SM | 300 | 0
E819 |  | Weed Control (Herbicide Treatment) | Provide labor, management, supervision, tools, material, and equipment required to perform selective herbicide treatment to the location(s) indicated on the order. Selective herbicide shall be handled and applied as indicated by the manufacturer printed directions/instructions. Herbicide products shall be registered at the Italian/Regional Ministry of Agriculture; shall be usable at locations normally frequented by persons / pets. Herbicide shall destroy only the infesting weeds without harming/damaging the surrounding ornamental vegetation (such as lawn, ornamental plants, etc.). All warning signs indicating herbicide application/contamination to limit/restrict utilization of the application areas shall be used and enforced for the decay period of the herbicide being used. Herbicide shall not be used when the environment conditions conflict with manufacturers printed directions. Herbicide products shall be submitted to the KO for approval prior their use. Use of not approved herbicide is prohibited. Time Period to Respond: 7 working days. |  | SM | 3500 | 0
E820 |  | Vertebrate Carcass Removal (up to 1 Kg) | Provide labor, management, supervision, tools, material, and equipment required to remove vertebrate carcass up to 1 Kg such as birds, cats, rats and similar size. Complete work within 1 working day or as specified in the order. |  | EA | 20 | 0
E821 |  | Vertebrate Carcass Removal (more than up to 5 Kg) | Provide labor, management, supervision, tools, material, and equipment required to remove vertebrate carcass from 1 Kg up to 5 Kg such as birds, cats, rats and similar size. Complete work within 1 working day or as specified in the order. |  | EA | 20 | 0
E822 |  | Stray and Feral Cats Management (live cats) | Provide labor, management, supervision, tools, material, equipment and coordination of efforts with local authorities (ASL) for the proper management of stray and feral cats. The Contractor shall place traps and/or outline area with portable fences/nets in locations as specified by the order. The Contractor shall check traps/fences/nets no less than every 12 hours or more often to ensure cat welfare depending on weather conditions (high heat, rain, cold, etc.). Traps/fences/nets shall be disabled during weekends, holidays and daily at close of business, and reopened at the beginning of the next working day. The Contractor shall monitor traps/fences/nets for 20 working days. Traps/fences/nets shall be re-baited and cleaned daily and maintained in proper working condition while in use. Upon capture of cat, the Contractor shall first scan the cat for ownership (i.e. microchip). United States registered cats shall be kept on base, the KO will be notified with scanned ownership data, and NSA Naples will reunite these U.S. registered animals with their registered owners. If cat ownership is determined to be Italian resident, the animal will be turned over to ASL for reuniting with the registered owner. If ownership cannot be determined (non-microchipped cat), the Contractor shall humanely transfer the cat to the local competent authority for examination, sterilization and return to original pickup location as per Italian law. At all times, the Contractor shall perform stray and feral cats management in full compliance with any applicable Navy policies and Italian laws, norms, decrees, and regulations in force at the time this service is ordered. Law compliance shall include but it not limited to: T.U.LL.SS. 1265/1934; R.P.V. – DPR 320/54; Legge 281/91 e recipient regional; Accordo Stato Regioni strutture veterinarie 2002; Accordo Stato Regioni benessere pet 2003; Legge 189/04; Decisione CE 998/04; O.M. 6.8.08 – O.M. 24.12.04 – O.M. 3.3.09. The Contractor shall feed and humanely handle and care for the cat from the moment of capture to the moment of release. No mistreatment of cats shall be tolerated at any time. Any pertinent documentation (i.e. ASL Intervention Report) shall be provided to the KO by close of business. Time Period to Respond: within 1 working day following receipt of the order. |  | EA | 15 | 0
E823-E829 | Reserved
| 1503030 |  | Integrated Solid Waste Management (ISWM)
E830 |  | Bulky Waste Removal and Disposal | Provide labor, management, supervision, tools, material, and equipment required to perform integrated solid waste management services. The Contractor shall removed and dispose bulky waste at the designed location(s). Bulky waste include appliances such as refrigerators, stoves, dishwashers, washers, driers, and electronic items such as monitors, computers, televisions, printers, and similar. Bulky waste shall be transported, disposed or recycled in accordance with applicable Italian/Municipal laws and regulations. Complete all work within 3 working days. Submit documentation supporting disposal/recycling within five working days. |  | CZ | 10 | 0
E831 |  | Solid Waste Removal and Disposal - Provide Commercial Container - 10 Cubic Meters | Provide labor, management, supervision, tools, material, and equipment required to perform integrated solid waste management services. The Contractor shall provide and deliver 10-cubic meter container(s) at location(s) identified in the order and dispose of the entire contents of solid waste. Waste shall be transported, disposed or recycled in accordance with applicable Italian/Municipal laws and regulations. Containers(s) shall be removed within 1 working day past requirement termination. Container(s) delivery shall be completed within 2 working days. The order will include the delivery date, location and duration. |  | EA | 5 | 0
E832 |  | Solid Waste Removal and Disposal - Provide Commercial Container - 20 Cubic Meters | Provide labor, management, supervision, tools, material, and equipment required to perform integrated solid waste management services. The Contractor shall provide and deliver 20-cubic meter container(s) at location(s) identified in the order and dispose of the entire contents of solid waste. Waste shall be transported, disposed or recycled in accordance with applicable Italian/Municipal laws and regulations. Containers(s) shall be removed within 1 working day past requirement termination. Container(s) delivery shall be completed within 2 working days. The order will include the delivery date, location and duration. |  | EA | 5 | 0
E833 |  | Mixed Construction Material Waste Removal and Disposal - Provide Commercial Container - 10 Cubic Meters | Provide labor, management, supervision, tools, material, and equipment required to perform integrated solid waste management services. The Contractor shall provide and deliver 10-cubic meter container(s) at location(s) identified in the order and dispose of mixed construction material waste. Mixed construction material waste shall be transported, disposed or recycled in accordance with applicable Italian/Municipal laws and regulations. Containers(s) shall be removed within 1 working day past requirement termination. Container(s) delivery shall be completed within 2 working days. The order will include the delivery date, location and duration. |  | EA | 10 | 0
E834 |  | Mixed Construction Material Waste Removal and Disposal - Provide Commercial Containers - 20 Cubic Meters | Provide labor, management, supervision, tools, material, and equipment required to perform integrated solid waste management services. The Contractor shall provide and deliver 20-cubic meter container(s) at location(s) identified in the order and dispose of mixed construction material waste. Mixed construction material waste shall be transported, disposed or recycled in accordance with applicable Italian/Municipal laws and regulations. Containers(s) shall be removed within 1 working day past requirement termination. Container(s) delivery shall be completed within 2 working days. The order will include the delivery date, location and duration. |  | EA | 5 | 0
E835 |  | Grass Cutting/Vegetation Removal and Disposal - Provide Commercial Container - 10 Cubic Meters | Provide labor, management, supervision, tools, material, and equipment required to perform integrated solid waste management services. The Contractor shall provide and deliver 10-cubic meter container(s) at location(s) identified in the order and dispose of grass cutting/vegetation waste. Grass cutting/vegetation waste shall be transported, disposed or recycled in accordance with applicable Italian/Municipal laws and regulations. Containers(s) shall be removed within 1 working day past requirement termination. Container(s) delivery shall be completed within 2 working days. The order will include the delivery date, location and duration. |  | EA | 5 | 0
E836 |  | Grass Cutting/Vegetation Removal and Disposal - Provide Commercial Container - 20 Cubic Meters | Provide labor, management, supervision, tools, material, and equipment required to perform integrated solid waste management services. The Contractor shall provide and deliver 20-cubic meter container(s) at location(s) identified in the order and dispose of grass cutting/vegetation waste. Grass cutting/vegetation waste shall be transported, disposed or recycled in accordance with applicable Italian/Municipal laws and regulations. Containers(s) shall be removed within 1 working day past requirement termination. Container(s) delivery shall be completed within 2 working days. The order will include the delivery date, location and duration. |  | EA | 5 | 0
E837 |  | Hard Plastic Removal and Disposal - Provide Commercial Container - 10 Cubic Meters | Provide labor, management, supervision, tools, material, and equipment required to perform integrated solid waste management services. The Contractor shall provide and deliver 10-cubic meter container(s) at location(s) identified in the order and dispose of hard plastic waste generated by construction/demolition activities such as waster pipes, electrical conduit and similar. Hard plastic waste shall be transported, disposed or recycled in accordance with applicable Italian/Municipal laws and regulations. Containers(s) shall be removed within 1 working day past requirement termination. Container(s) delivery shall be completed within 2 working days. The order will include the delivery date, location and duration. |  | EA | 5 | 0
E838 |  | Hard Plastic Removal and Disposal - Provide Commercial Container - 20 Cubic Meters | Provide labor, management, supervision, tools, material, and equipment required to perform integrated solid waste management services. The Contractor shall provide and deliver 20-cubic meter container(s) at location(s) identified in the order and dispose of hard plastic waste generated by construction/demolition activities such as waster pipes, electrical conduit and similar. Hard plastic waste shall be transported, disposed or recycled in accordance with applicable Italian/Municipal laws and regulations. Containers(s) shall be removed within 1 working day past requirement termination. Container(s) delivery shall be completed within 2 working days. The order will include the delivery date, location and duration. |  | EA | 5 | 0
E839 |  | Insulation Material Waste Removal and Disposal - Provide Commercial Container - 10 Cubic Meters | Provide labor, management, supervision, tools, material, and equipment required to perform integrated solid waste management services. The Contractor shall provide and deliver 10-cubic meter container(s) at location(s) identified in the order and dispose of insulation material waste. Insulation material waste shall be transported, disposed or recycled in accordance with applicable Italian/Municipal laws and regulations. Containers(s) shall be removed within 1 working day past requirement termination. Container(s) delivery shall be completed within 2 working days. The order will include the delivery date, location and duration. |  | EA | 5 | 0
E840 |  | Insulation Material Waste Removal and Disposal - Provide Commercial Container - 20 Cubic Meters | Provide labor, management, supervision, tools, material, and equipment required to perform integrated solid waste management services. The Contractor shall provide and deliver 20-cubic meter container(s) at location(s) identified in the order and dispose of insulation material waste. Insulation material waste shall be transported, disposed or recycled in accordance with applicable Italian/Municipal laws and regulations. Containers(s) shall be removed within 1 working day past requirement termination. Container(s) delivery shall be completed within 2 working days. The order will include the delivery date, location and duration. |  | EA | 5 | 0
E841 |  | Filtering Material Waste Removal and Disposal - Provide Commercial Container - 10 Cubic Meters | Provide labor, management, supervision, tools, material, and equipment required to perform integrated solid waste management services. The Contractor shall provide and deliver 10-cubic meter container(s) at location(s) identified in the order and dispose of filtering material waste. Filtering material waste shall be transported, disposed or recycled in accordance with applicable Italian/Municipal laws and regulations. Containers(s) shall be removed within 1 working day past requirement termination. Container(s) delivery shall be completed within 2 working days. The order will include the delivery date, location and duration. |  | EA | 5 | 0
E842 |  | Filtering Material Waste Removal and Disposal - Provide Commercial Container - 20 Cubic Meters | Provide labor, management, supervision, tools, material, and equipment required to perform integrated solid waste management services. The Contractor shall provide and deliver 20-cubic meter container(s) at location(s) identified in the order and dispose of filtering material waste. Filtering material waste shall be transported, disposed or recycled in accordance with applicable Italian/Municipal laws and regulations. Containers(s) shall be removed within 1 working day past requirement termination. Container(s) delivery shall be completed within 2 working days. The order will include the delivery date, location and duration. |  | EA | 5 | 0
E843 |  | Resin Filters Disposal (from reverse osmosis or similar processes) | Provide labor, management, supervision, tools, material, and equipment required to dispose of resin filters from reverse osmosis or similar processes. Resin filters shall be transported, disposed or recycled in accordance with applicable Italian/Municipal laws and regulations. Complete all work within 3 working days. Submit documentation supporting disposal/recycling within five working days. |  | EA | 5 | 0
E844 |  | Spoiled food Removal and Disposal - Food contained in can, plastic, tetra pack containers | Provide labor, management, supervision, tools, material, and equipment required to perform integrated solid waste management services. The Contractor shall removed and dispose spoiled food to include food contained in can, plastic, tetra pack containers at the designed location(s). Spoiled food waste shall be transported, disposed or recycled in accordance with applicable Italian/Municipal laws and regulations. Complete all work within 3 working days. Submit documentation supporting disposal/recycling within five working days. |  | EA | 5 | 0
E845 |  | Spoiled food Removal and Disposal - Meat and Dairy Products | Provide labor, management, supervision, tools, material, and equipment required to perform integrated solid waste management services. The Contractor shall removed and dispose spoiled food to include meat and dairy products at the designed location(s). Spoiled food waste shall be transported, disposed or recycled in accordance with applicable Italian/Municipal laws and regulations. Complete all work within 3 working days. Submit documentation supporting disposal/recycling within five working days. |  | EA | 5 | 0
E846 |  | Exterior Collection Point "Topsy 2000" | Provide labor, management, supervision, tools, material, and equipment required to provide and install new exterior collection point, "Topsy 2000", which consists of 4 "Topsy" containers, pole, panel, and cigarette plate. Respond within 2 working day from receipt of order. Container(s) delivery shall be completed within 30 calendar days. (**This item is available only to customers of the BOSC Custodial or Grounds Recurring Work) |  | EA | 5 | 0
E847 |  | Garage Collection Point "Gemini" | Provide labor, management, supervision, tools, material, and equipment required to provide and install new garage collection point, "Gemini", which consists of 2 "Gemini" containers and information stickers. Respond within 2 working day from receipt of order. Container(s) delivery shall be completed within 30 calendar days. (**This item is available only to customers of the BOSC Custodial or Grounds Recurring Work) |  | EA | 5 | 0
E848 |  | Food Court Collection Point "Nexus 200" | Provide labor, management, supervision, tools, material, and equipment required to provide and install new food court collection point, "Nexus 200", which consists of 1 "Nexus 200" container and information stickers. Respond within 2 working day from receipt of order. Container(s) delivery shall be completed within 30 calendar days. (**This item is available only to customers of the BOSC Custodial or Grounds Recurring Work) |  | EA | 10 | 0
E849 |  | Interior Collection Point "Nexus 100" | Provide labor, management, supervision, tools, material, and equipment required to provide and install new interior collection point, "Nexus 100", which consists of 1 "Nexus 100" with one stream, 1 "Nexus 100" duo for 2 streams, panel, information stickers, locks, and cardboard container for paper. Respond within 2 working day from receipt of order. Container(s) delivery shall be completed within 30 calendar days. (**This item is available only to customers of the BOSC Custodial or Grounds Recurring Work) |  | EA | 5 | 0
E850 |  | Mattress Pickup and Disposals | Provide labor, management, supervision, tools, material, and equipment required to provide mattress(e) pickup and disposal, to include Twin/Single, Queen and King mattress sizes. Mattess(s) shall be transported, disposed or recycled in accordance with applicable Italian/Municipal laws and regulations. The order will include pickup location(s) which may be around the installation inside facilities or exteior beside waste containers. Complete all work within 3 working days or as specified in the order. |  | EA | 20 | 0
E851-E859 | Reserved
| 1503050 |  | Grounds Maintenance and Landscaping
E860 |  | Lawn Mowing and Trimming | Provide labor, management, supervision, tools, material, and equipment required to mow and trim lawns. Grass shall be mowed at a height between 5 and 7 centimeters or as specified in the order. Grass adjacent to fencing, poles, walls, valves, trees, signs, valve boxes and other similar objects shall be trimmed to match the height and appearance of surrounding grass. Prior to mowing or trimming, remove and appropriately dispose of debris that interferes with the mowing or trimming operation. After cutting, grass shall have a uniform height. Grass clippings and trimmings shall be removed from sidewalks and other paved areas the same day the grass is cut and disposed of off the activity. Complete all work within 3 working days or as specified in the order. |  | SM | 10000 | 0
E861 |  | Edging | Provide labor, management, supervision, tools, material, and equipment required to edging. The Contractor shall edge where grass meets any concrete or asphalt surface, where grass abuts planter beds, or wherever needed to maintain a neat grass delineation. Edging shall provide a uniform edged cut 15 mm wide and 30 mm deep, or as specified in the order. All clippings and debris shall be removed the same day work is performed and disposed of off the activity. Complete all work within 3 working days or as specified in the order. |  | LM | 3000 | 0
E862 |  | Field Mowing / Under brushing | Provide labor, management, supervision, tools, material, and equipment required to remove vegetation per Spec Items 3.2.1, 3.2.3 and 3.2.3.1 of Section C. Vegetation shall be mowed to a height of 6 cm or as specified in the order. Complete all work within 3 working days or as specified in the order. |  | SM | 10000 | 0
E863 |  | Debris Removal | Provide labor, management, supervision, tools, material, and equipment required to perform debris removal per Spec Item 3.1.4 of Section C. The Contractor shall remove and properly dispose of natural debris (tree limbs, leaves, dry brush, rodent habitats, dead animals, etc.), and stray man-made trash/debris. All debris collected shall be removed the same day and disposed of off the activity. Complete all work within 3 working days or as specified in the order. |  | SM | 10000 | 0
E864 |  | Shrub and Hedges Maintenance (Stand-alone plants) | Provide labor, management, supervision, tools, material, and equipment required to perform shrub and hedge maintenance per Spec Item 3.1.5 of Section C. The Contractor shall prune shrubs and hedges according to their natural growth characteristics leaving them well shaped and balanced, and to promote proper health and growth. Retain typical growth habit of individual plant with as much height and spread as is practical. The Contractor shall prune shrubs and hedges to ensure there is no interference with pedestrians, vehicular traffic, and building encroachment. All debris resulting from work shall be removed the same day and disposed of off the activity. Complete all work within 3 working days or as specified in the order. |  | EA | 150 | 0
E865 |  | Hedge Pruning (Continuous Hedging) | Provide labor, management, supervision, tools, material, and equipment required to perform shrub and hedge maintenance per Spec Item 3.1.5 of Section C. The Contractor shall prune shrubs and hedges according to their natural growth characteristics leaving them well shaped and balanced, and to promote proper health and growth. Retain typical growth habit of individual plant with as much height and spread as is practical. The Contractor shall prune shrubs and hedges to ensure there is no interference with pedestrians, vehicular traffic, and building encroachment. All debris resulting from work shall be removed the same day and disposed of off the activity. Complete all work within 3 working days or as specified in the order. |  | LM | 2000 | 0
E866 |  | Tree Maintenance (Small - below and including 250 cm) | Provide labor, management, supervision, tools, material, and equipment required to perform tree maintenance per Spec Items 3.1.8 and 3.2.2 of Section C. The Contractor shall provide tree maintenance to ensure tree health and to prevent interference with pedestrian and vehicular traffic, and structure encroachment. Tree maintenance includes fertilization, pruning for health and safety, grass clearance, cleanup, removing dead, damaged or diseased wood, or structurally weak limbs and branches. Remove branches that extend over buildings or power lines, and endanger roofs, windows, or hang within 2,5 meters vertically of sidewalks, parking lots, and driveways. Trees are pruned according to their natural growth characteristics leaving them well shaped and balanced, and to promote proper health and growth. Retain typical growth habit of individual plant with as much height and spread as is practical. Pruning shall be accomplished by or under guidance of a certified arborist. Climbing devices that may cause damage to trees shall not be used. All debris resulting from work shall be removed the same day and disposed of off the activity. Complete all work within 3 working days or as specified in the order. |  | EA | 150 | 0
E867 |  | Tree Maintenance (Large - above 250 cm) | Provide labor, management, supervision, tools, material, and equipment required to perform tree maintenance per Spec Items 3.1.8 and 3.2.2 of Section C. The Contractor shall provide tree maintenance to ensure tree health and to prevent interference with pedestrian and vehicular traffic, and structure encroachment. Tree maintenance includes fertilization, pruning for health and safety, grass clearance, cleanup, removing dead, damaged or diseased wood, or structurally weak limbs and branches. Remove branches that extend over buildings or power lines, and endanger roofs, windows, or hang within 2,5 meters vertically of sidewalks, parking lots, and driveways. Trees are pruned according to their natural growth characteristics leaving them well shaped and balanced, and to promote proper health and growth. Retain typical growth habit of individual plant with as much height and spread as is practical. Pruning shall be accomplished by or under guidance of a certified arborist. Climbing devices that may cause damage to trees shall not be used. All debris resulting from work shall be removed the same day and disposed of off the activity. Complete all work within 3 working days or as specified in the order. |  | EA | 150 | 0
E868 |  | Tree and Stump Removal (Large 46 cm DBH and above) | Provide labor, management, supervision, tools material, and equipment required to remove trees including stumps and roots. Remove stumps to 30 cm below ground level and remove roots to 10 cm below level ground extending to 180 cm from tree. Treat to prevent regrowth. Backfill all excavated holes and replant with the same type of vegetation as surrounding area. Trees are sized by the Diameter at Breast Height (DBH). DBH is measured at 140 cm above ground level. Complete all work within 3 working days or as specified in the order. |  | EA | 25 | 0
E869 |  | Tree and Stump Removal (Medium 15 to 46 cm DBH) | Provide labor, management, supervision, tools material, and equipment required to remove trees including stumps and roots. Remove stumps to 30 cm below ground level and remove roots to 10 cm below ground extending to 180 cm from tree. Treat to prevent regrowth. Backfill all excavated holes and replant with the same type of vegetation as surrounding area. Trees are sized by the Diameter at Breast Height (DBH). DBH is measured at 140 cm above ground level. Complete all work within 3 working days or as specified in the order. |  | EA | 50 | 0
E870 |  | Tree and Stump Removal (Small up to 15 cm DBH) | Provide labor, management, supervision, tools material, and equipment required to remove trees including stumps and roots. Remove stumps to 30 cm below ground level and remove roots to 10 cm below ground extending to 180 cm from tree. Treat to prevent regrowth. Backfill all excavated holes and replant with the same type of vegetation as surrounding area. Trees are sized by the Diameter at Breast Height (DBH). DBH is measured at 140 cm above ground level. Complete all work within 3 working days or as specified in the order. |  | EA | 50 | 0
E871 |  | Shrub and Stump Removal | Provide labor, management, supervision, tools material, and equipment required to remove shrubs including stumps and roots. Remove stumps to 15 cm below ground level and remove all exposed roots. Treat to prevent regrowth. Backfill all excavated holes and replant with the same type of vegetation as surrounding area. Complete all work within 3 working days or as specified in the order. |  | EA | 100 | 0
E872 |  | Shrub Planting (1-gallon = liters 3.78) | Provide labor, management, supervision, tools material, and equipment required to plant new shrubs. All shrubs shall be nursery grown and bear certification indicating species, common name, and grade. Shrubs shall be healthy, living specimens considered number one grade stock. Planting procedures shall be in accordance with accepted nursery standards. The Contractor shall water and provide continuing care to ensure new plants develop properly. Shrubs established shall be of the 1-gallon (liters 3.78) size. Shrubs shall be planted in accordance with accepted horticultural standards, including fertilization, mulching, and watering. Shrub species shall be specified in the order. All plants that die or fail to develop noticeable growth within 1 year of planting shall be replaced by the Contractor with plants of like size and type, at no additional cost to the Government. Complete all work within 3 working days or as specified in the order. |  | EA | 150 | 0
E873 |  | Shrub Planting (5-gallon = liters 19) | Provide labor, management, supervision, tools material, and equipment required to plant new shrubs. All shrubs shall be nursery grown and bear certification indicating species, common name, and grade. Shrubs shall be healthy, living specimens considered number one grade stock. Planting procedures shall be in accordance with accepted nursery standards. The Contractor shall water and provide continuing care to ensure new plants develop properly. Shrubs established shall be of the 5-gallon (liters 19) size. Shrubs shall be planted in accordance with accepted horticultural standards, including fertilization, mulching, and watering. Shrub species shall be specified in the order. All plants that die or fail to develop noticeable growth within 1 year of planting shall be replaced by the Contractor with plants of like size and type, at no additional cost to the Government. Complete all work within 3 working days or as specified in the order. |  | EA | 150 | 0
E874 |  | Bedding/Ornamental Plants (10 cm pot size) | Provide labor, management, supervision, tools material, and equipment required to plant new plants. All plants shall be nursery grown and bear certification indicating species, common name, and grade. Plants shall be healthy, living specimens considered number one grade stock. The Contractor shall water and provide continuing care to ensure new plants develop properly. Planting procedures shall be in accordance with accepted horticultural standards, including fertilization, mulching, and watering. Annuals/perennials species shall be specified in the order. All plants that die or fail to develop noticeable growth within 90 days of planting shall be replaced by the Contractor with plants of like size and type, at no additional cost to the Government. Start work within 3 working days or as specified in the order. |  | EA | 150 | 0
E875 |  | Grassing | Provide labor, management, supervision, tools material, and equipment required to establish and maintain grass for 1 year. Grass variety shall be as specified in the order. Establishment shall include watering and providing other continuing care as necessary to firmly establish new grass growth and ensure proper development. Grassed areas that die or fail to develop noticeable growth for a period of one year after seeding shall be re-grassed by the Contractor at no additional cost to the Government. Complete all work within 3 working days or as specified in the order. |  | SM | 5000 | 0
E876 |  | Sodding | Provide labor, management, supervision, tools material, and equipment required to sod. Sod shall be of species as specified in the order and shall be dense, uniform, weed free and have good strength and min thatch. Sod shall be laid on properly prepared topsoil, joint staggered and butted together. On slopes sod shall be installed in a way that prevents slippage. Sod installed shall be smooth and uniform in appearance. Contractor shall water and provide continued care to firmly establish new grass growth and development. Areas that die/fail to develop within 90 days after sodding shall be replaced by the Contractor at no additional cost. Complete all work within 3 working days or as specified in the order. |  | SM | 1750 | 0
E877 |  | Fertilize | Provide labor, management, supervision, tools material, and equipment required to fertilize per Spec Items 3 and 3.1 of Section C. Vegetation shall be fertilized in a manner that promotes health, growth, color, and appearance. Fertilizing applies to all vegetation existing in the areas specified on the order. Fertilizer shall be applied in accordance with the manufacturer's printed instructions. Organic fertilizer shall be used as the standard. The Contractor shall comply with the Pest Management Plan (PMP). Complete all work within 3 working days or as specified in the order. |  | SM | 6000 | 0
E878 |  | Gravel (1.5 - 3.0 cm diam.) | Provide labor, management, supervision, tools material, and equipment required to gravel. The Contractor shall place white/dark gravel where indicated by the KO. The cost includes contractor's provided heavy duty polyethylene film to be placed above grounds area to be covered with gravel. The thickness of the gravel layer shall be from 8 to 15 cm as directed by the KO. Layer shall be uniformly spread and leveled. No spread elsewhere is allowed. The Contractor shall remove all gravel spilled or spread elsewhere from the designated areas. Complete all work within 3 working days or as specified in the order. |  | CZ | 450 | 0
E879 |  | Weed, Vegetation, Rocks and Other Debris Removal | Provide labor, management, supervision, tools material, and equipment required to remove weed, vegetation, rocks and other debris. The contractor shall eradicate and removed all weeds, unsightly vegetation, sprouts, vines, lawns, grasses, clovers, dead vegetation, etc. from underneath and within cactus type plants, ornamental plants, flower vases, planter boxes, flower beds, pots, gravel covered areas, ornamental rocks areas, and similar. The Contractor shall replaced all soil removed to maintain smooth appearance. Complete all work within 3 working days or as specified in the order. |  | SM | 12000 | 0
E880-E889 | Reserved
| 1503060 |  | Pavement Clearance
E890 |  | Pavement Clearance | Provide labor, management, supervision, tools, material, and equipment required to perform pavement clearance. The Contractor shall sweep roads and other paved surfaces to remove volcanic ash and all other debris, and to ensure they are clear, improve the appearance and safety of paved surfaces, reduce maintenance costs by keeping the drainage systems clean and reduce pollutants entering the storm drain system. Areas include roads, parking areas, sidewalks, walkways, porch areas, entrance/canopy areas, external stairs/steps, recreational areas, bleachers, running track, and other similar areas. Contractor shall receive clearance from airfield ops prior to operations for airfield pavement. Contractor shall comply with FAA and DoD requirements to sweep around aircraft on ramp areas. Contractor shall coordinate with Air Ops for FOD walk downs before sweeping. Complete all work within 3 working days or as specified in the order. (Minimum Order: 10,000 square meters) |  | SM | 800000 | 0
E891 |  | Pavement Clearance - Residential Family Housing | Provide labor, management, supervision, tools, material, and equipment required to perform pavement clearance in residential family housing areas per attachment J-1503060-03. The Contractor shall provide pavement sweeping to remove volcanic ash deposits and all other debris, improve the appearance of paved areas, improve the safety of paved areas, reduce maintenance costs by keeping the drainage systems clean and, reduce pollutants entering the storm drain system. Areas include roads, parking areas, sidewalks, walkways, porch areas, entrance/canopy areas, external stairs/steps, and other similar areas. Complete all work within 3 working days or as specified in the order. (Minimum Order: 2,000 square meters) |  | SM | 13000 | 0
E892-E897 | Reserved
| 1700000 |  | Transportation
E898 |  | Unscheduled Charter Shuttle Bus Service / 19-Passenger Bus | Provide labor, management, supervision, tools, material, and equipment required to provide unscheduled shuttle bus services in accordance with schedules provided by the Contracting Officer. Distance in kilometers shall not exceed an average of 65 kilometers for each hour ordered. Service will be ordered at least 6 hours in advance. Buses shall have a minimum capacity of 19 passengers plus driver. Unit price includes all costs such as, but not limited to, charter bus, driver, and fuel. The exact location and start time will be specified with the order. Respond within 1 working day from receipt of order. |  | HR | 45 | 0
E899 |  | Unscheduled Charter Shuttle Bus Service / 55-Passenger Bus | Provide labor, management, supervision, tools, material, and equipment required to provide unscheduled shuttle bus services in accordance with schedules provided by the Contracting Officer. Distance in kilometers shall not exceed an average of 65 kilometers for each hour ordered. Service will be ordered at least 6 hours in advance. Buses shall have a minimum capacity of 55 passengers plus driver. Unit price includes all costs such as, but not limited to, charter bus, driver, and fuel. The exact location and start time will be specified with the order. Respond within 1 working day from receipt of order. |  | HR | 45 | 0
E900-E909 | Reserved
| 1800000 |  | Environmental
E910 |  | Oil and Hazardous Substances (OHS) Spill Response - 1-100 Gallons | Provide labor, management, supervision, tools, material and equipment, including appropriate Personal Protective Equipment (PPE), to assist Government First Responders and provide OHS spill response services to minimize environmental impact, damage to property or risk of human exposure and to ensure the installation complies with applicable Italian, DoD and Navy requirements. The Contractor shall be responsible for responding to OHS spills using equipment, materials, and qualified personnel including but not limited to spill containment, clean-up and transport disposal of spill related wastes to a designated accumulation site, off Base. At all times, the Contractor shall perform OHS Spill Response in full compliance with all applicable Italian laws, norms, decrees, and regulations, DoD policies, instructions and guidance in force at the time this service is ordered, including, but not limited to, OPNAVINST 5090.1 and DL152/2006. The Contractor shall respond to spill notification within two hours. Complete all work within one calendar day or as specified in the order. |  | EA | 25 | 0
E911 |  | Oil and Hazardous Substances (OHS) Spill Response - 101 to 500 Gallons | Provide labor, management, supervision, tools, material and equipment, including appropriate Personal Protective Equipment (PPE), to assist Government First Responders and provide OHS spill response services to minimize environmental impact, damage to property or risk of human exposure and to ensure the installation complies with applicable Italian, DoD and Navy requirements. The Contractor shall be responsible for responding to OHS spills using equipment, materials, and qualified personnel including but not limited to spill containment, clean-up and transport disposal of spill related wastes to a designated accumulation site, off Base. At all times, the Contractor shall perform OHS Spill Response in full compliance with all applicable Italian laws, norms, decrees, and regulations, DoD policies, instructions and guidance in force at the time this service is ordered, including, but not limited to, OPNAVINST 5090.1 and DL152/2006. The Contractor shall respond to spill notification within two hours. Complete all work within one calendar day or as specified in the order. |  | EA | 20 | 0
E912 |  | Oil and Hazardous Substances (OHS) Spill Response - 501 to 2,500 Gallons | Provide labor, management, supervision, tools, material and equipment, including appropriate Personal Protective Equipment (PPE), to assist Government First Responders and provide OHS spill response services to minimize environmental impact, damage to property or risk of human exposure and to ensure the installation complies with applicable Italian, DoD and Navy requirements. The Contractor shall be responsible for responding to OHS spills using equipment, materials, and qualified personnel including but not limited to spill containment, clean-up and transport disposal of spill related wastes to a designated accumulation site. At all times, the Contractor shall perform OHS Spill Response in full compliance with all applicable Italian laws, norms, decrees, and regulations, DoD policies, instructions and guidance in force at the time this service is ordered, including, but not limited to, OPNAVINST 5090.1 and DL152/2006. The Contractor shall respond to spill notification within two hours. Complete all work within two calendar days or as specified in the order. |  | EA | 6 | 0
E913 |  | Oil and Hazardous Substances (OHS) Spill Response - 2,501 to 5,000 Gallons | Provide labor, management, supervision, tools, material and equipment, including appropriate Personal Protective Equipment (PPE), to assist Government First Responders and provide OHS spill response services to minimize environmental impact, damage to property or risk of human exposure and to ensure the installation complies with applicable Italian, DoD and Navy requirements. The Contractor shall be responsible for responding to OHS spills using equipment, materials, and qualified personnel including but not limited to spill containment, clean-up and transport disposal of spill related wastes to a designated accumulation site. At all times, the Contractor shall perform OHS Spill Response in full compliance with all applicable Italian laws, norms, decrees, and regulations, DoD policies, instructions and guidance in force at the time this service is ordered, including, but not limited to, OPNAVINST 5090.1 and DL152/2006. The Contractor shall respond to spill notification within two hours. Complete all work within two calendar days or as specified in the order. |  | EA | 1 | 0
E914 |  | Oil and Hazardous Substances (OHS) Spill Response - 5,001 to 15,000 Gallons | Provide labor, management, supervision, tools, material and equipment, including appropriate Personal Protective Equipment (PPE), to assist Government First Responders and provide OHS spill response services to minimize environmental impact, damage to property or risk of human exposure and to ensure the installation complies with applicable Italian, DoD and Navy requirements. The Contractor shall be responsible for responding to OHS spills using equipment, materials, and qualified personnel including but not limited to spill containment, clean-up and transport disposal of spill related wastes to a designated accumulation site. At all times, the Contractor shall perform OHS Spill Response in full compliance with all applicable Italian laws, norms, decrees, and regulations, DoD policies, instructions and guidance in force at the time this service is ordered, including, but not limited to, OPNAVINST 5090.1 and DL152/2006. The Contractor shall respond to spill notification within two hours. Complete all work within three calendar days or as specified in the order. |  | EA | 1 | 0
E915 |  | Empty and Clean Grease Trap / Tank | Provide labor, management, supervision, tools, material and equipment required to remove, weigh and dispose of all grease and water from the grease trap systems indicated on the order. Work includes cleaning and removing all wastes and sludge adhering to all the interior system surfaces (walls, pipes, lids, etc.). Grease traps shall be left clean and free of any grease or debris. complete all work within 3 working days or as specified in the order. |  | KG | 33000 | 0
E916 |  | Chemical Product - Commercial Grade - Sodium Hypochlorite (Carechlor) | Provide labor, management, supervision, tools, material and equipment to provide chemical products, Sodium Hypochlorite (Carechlor), for the Water Treatment Plants and the Waste Water Treatment Plants at NAS Sigonella, Sicily, Italy in accordance with the terms and conditions of this contract. Products shall be delivered to: ROICC Sigonella, Strada Statale 417, Sigonella 95100. Complete all work within 3 working days or as specified in the order. |  | KG | 2400 | 0
E917 |  | Chemical Product - Commercial Grade - Hydrochloric acid (CarepH-) | Provide labor, management, supervision, tools, material and equipment to provide chemical products, Hydrochloric acid (CarepH-), for the Water Treatment Plants and the Waste Water Treatment Plants at NAS Sigonella, Sicily, Italy in accordance with the terms and conditions of this contract. Products shall be delivered to: ROICC Sigonella, Strada Statale 417, Sigonella 95100. Complete all work within 3 working days or as specified in the order. |  | KG | 7000 | 0
E918 |  | Chemical Product - Commercial Grade - Antiscalant (Caretreat WT RO SI) | Provide labor, management, supervision, tools, material and equipment to provide chemical products, Antiscalant (Caretreat WT RO SI), for the Water Treatment Plants and the Waste Water Treatment Plants at NAS Sigonella, Sicily, Italy in accordance with the terms and conditions of this contract. Products shall be delivered to: ROICC Sigonella, Strada Statale 417, Sigonella 95100. Complete all work within 3 working days or as specified in the order. |  | KG | 1750 | 0
E919 |  | Chemical Product - Commercial Grade - Sodium Hydroxide (CarepH+) | Provide labor, management, supervision, tools, material and equipment to provide chemical products, Sodium Hydroxide (CarepH+), for the Water Treatment Plants and the Waste Water Treatment Plants at NAS Sigonella, Sicily, Italy in accordance with the terms and conditions of this contract. Products shall be delivered to: ROICC Sigonella, Strada Statale 417, Sigonella 95100. Complete all work within 3 working days or as specified in the order. |  | KG | 300 | 0
E920 |  | Chemical Product - Calcium Carbonate (Care-Cal WT) | Provide labor, management, supervision, tools, material and equipment to provide chemical products, Calcium Carbonate (Care-Cal WT), for the Water Treatment Plants and the Waste Water Treatment Plants at NAS Sigonella, Sicily, Italy in accordance with the terms and conditions of this contract. Products shall be delivered to: ROICC Sigonella, Strada Statale 417, Sigonella 95100. Complete all work within 3 working days or as specified in the order. |  | KG | 5880 | 0
E921 |  | Chemical Product - Commercial Grade - Sodium hypochlorite (Carechlor) | Provide labor, management, supervision, tools, material and equipment to provide chemical products, Sodium hypochlorite (Carechlor), for the Water Treatment Plants and the Waste Water Treatment Plants at NAS Sigonella, Sicily, Italy in accordance with the terms and conditions of this contract. Products shall be delivered to: ROICC Sigonella, Strada Statale 417, Sigonella 95100. Complete all work within 3 working days or as specified in the order. |  | KG | 1020 | 0
E922 |  | Chemical Product - Commercial Grade - Hydrochloric acid (CarepH-) | Provide labor, management, supervision, tools, material and equipment to provide chemical products, Hydrochloric acid (CarepH-), for the Water Treatment Plants and the Waste Water Treatment Plants at NAS Sigonella, Sicily, Italy in accordance with the terms and conditions of this contract. Products shall be delivered to: ROICC Sigonella, Strada Statale 417, Sigonella 95100. Complete all work within 3 working days or as specified in the order. |  | KG | 3000 | 0
E923 |  | Chemical Product - Commercial Grade - Antiscalant (Caretreat WT RO SI) | Provide labor, management, supervision, tools, material and equipment to provide chemical products, Antiscalant (Caretreat WT RO SI), for the Water Treatment Plants and the Waste Water Treatment Plants at NAS Sigonella, Sicily, Italy in accordance with the terms and conditions of this contract. Products shall be delivered to: ROICC Sigonella, Strada Statale 417, Sigonella 95100. Complete all work within 3 working days or as specified in the order. |  | KG | 750 | 0
E924 |  | Chemical Product - Commercial Grade - Sodium Hydroxide (CarepH+) | Provide labor, management, supervision, tools, material and equipment to provide chemical products, Sodium Hydroxide (CarepH+), for the Water Treatment Plants and the Waste Water Treatment Plants at NAS Sigonella, Sicily, Italy in accordance with the terms and conditions of this contract. Products shall be delivered to: ROICC Sigonella, Strada Statale 417, Sigonella 95100. Complete all work within 3 working days or as specified in the order. |  | KG | 125 | 0
E925 |  | Chemical Product - Commercial Grade - Calcium carbonate (Care-Cal WT) | Provide labor, management, supervision, tools, material and equipment to provide chemical products, Calcium carbonate (Care-Cal WT), for the Water Treatment Plants and the Waste Water Treatment Plants at NAS Sigonella, Sicily, Italy in accordance with the terms and conditions of this contract. Products shall be delivered to: ROICC Sigonella, Strada Statale 417, Sigonella 95100. Complete all work within 3 working days or as specified in the order. |  | KG | 2050 | 0
E926 |  | Contaminated Oily Sludge Removal and Dispoal | Provide labor, management, supervision, tools, material and equipment required to remove, dispose and weigh contaminated oily sludge ONLY, based on CER code 16.07.08 (Waste containing fuel contamination, cleaning of cisterns and tanks) Minimum order 500 Kg. Complete all work within 2 working days or as specified in the order. |  | KG | 15000 | 0
E927 |  | Oil Water Separator Tank Cleaning | Provide labor, management, supervision, tools, material and equipment required to clean oil water separator tanks, based on CER code 16.10.02 (Contaminated waste water). Oil water separator tank(s) shall be cleaned and sanitized after removal of solids / liquids and ensure proper function. Contractor shall submit safety plan to Contracting Officer for working within confined spaces prior to commencing work. Complete all work within 2 working days or as specified in the order. |  | EA | 10 | 0
E928 |  | Oily Water / Waste Fuel Removal and Disposal | Provide labor, management, supervision, tools, material and equipment to remove, weigh and dispose of oily water and waste fuel from tank(s) indicated on the order. Work includes pumping, removal of oily water / waste fuel, disposal of oily water / waste fuel and all transportation and disposal costs. Work shall be performed per current environmental protection regulations. Complete all work within 1 working day or as specified in the order. |  | KG | 33000 | 0
E929 |  | Contaminated Soil Removal and Disposal | Provide labor, management, supervision, tools, material and equipment to remove, weigh, and dispose of contaminated soil (may be with fuel, oils, and other hazardous substances) from the location(s) indicated on the order. Work includes the provision, laying and leveling of new soil, matching the existing, to restore the original conditions, transportation and disposal costs. Work shall be performed per current environmental protection regulations. complete all work within 1 working day or as specified in the order (Minimum Quantity 3000 kg). |  | KG | 39000 | 0
E930 |  | Soil Sampling and Analysis - Metal: Antimony | The Contractor shall conduct on-site measurements, collect soil samples and analyze them for all the parameters specified in the order as per Spec Item 3.2., Sampling and Laboratory Services. Respond within 1 working day from receipt of order. |  | EA | 10 | 0
E931 |  | Soil Sampling and Analysis - Metal: Arsenic | The Contractor shall conduct on-site measurements, collect soil samples and analyze them for all the parameters specified in the order as per Spec Item 3.2., Sampling and Laboratory Services. Respond within 1 working day from receipt of order. |  | EA | 10 | 0
E932 |  | Soil Sampling and Analysis - Metal: Berillim | The Contractor shall conduct on-site mesurements, collect soil samples and analyze them for all the parameters specified in the order as per Spec Item 3.2., Sampling and Laboratory Services. Respond within 1 working day from receipt of order. |  | EA | 10 | 0
E933 |  | Soil Sampling and Analysis - Metal: Cadmium | The Contractor shall conduct on-site mesurements, collect soil samples and analyze them for all the parameters specified in the order as per Spec Item 3.2., Sampling and Laboratory Services. Respond within 1 working day from receipt of order. |  | EA | 10 | 0
E934 |  | Soil Sampling and Analysis - Metal: Cobalt | The Contractor shall conduct on-site measurements, collect soil samples and analyze them for all the parameters specified in the order as per Spec Item 3.2., Sampling and Laboratory Services. Respond within 1 working day from receipt of order. |  | EA | 10 | 0
E935 |  | Soil Sampling and Analysis - Metal: Chromium (total) | The Contractor shall conduct on-site measurements, collect soil samples and analyze them for all the parameters specified in the order as per Spec Item 3.2., Sampling and Laboratory Services. Respond within 1 working day from receipt of order. |  | EA | 10 | 0
E936 |  | Soil Sampling and Analysis - Metal: Chromium VI | The Contractor shall conduct on-site measurements, collect soil samples and analyze them for all the parameters specified in the order as per Spec Item 3.2., Sampling and Laboratory Services. Respond within 1 working day from receipt of order. |  | EA | 10 | 0
E937 |  | Soil Sampling and Analysis - Metal: Mercury | The Contractor shall conduct on-site measurements, collect soil samples and analyze them for all the parameters specified in the order as per Spec Item 3.2., Sampling and Laboratory Services. Respond within 1 working day from receipt of order. |  | EA | 10 | 0
E938 |  | Soil Sampling and Analysis - Metal: Nickel | The Contractor shall conduct on-site measurements, collect soil samples and analyze them for all the parameters specified in the order as per Spec Item 3.2., Sampling and Laboratory Services. Respond within 1 working day from receipt of order. |  | EA | 10 | 0
E939 |  | Soil Sampling and Analysis - Metal: Lead | The Contractor shall conduct on-site measurements, collect soil samples and analyze them for all the parameters specified in the order as per Spec Item 3.2., Sampling and Laboratory Services. Respond within 1 working day from receipt of order. |  | EA | 10 | 0
E940 |  | Soil Sampling and Analysis - Metal: Cooper | The Contractor shall conduct on-site measurements, collect soil samples and analyze them for all the parameters specified in the order as per Spec Item 3.2., Sampling and Laboratory Services. Respond within 1 working day from receipt of order. |  | EA | 10 | 0
E941 |  | Soil Sampling and Analysis - Metal: Selenium | The Contractor shall conduct on-site measurements, collect soil samples and analyze them for all the parameters specified in the order as per Spec Item 3.2., Sampling and Laboratory Services. Respond within 1 working day from receipt of order. |  | EA | 10 | 0
E942 |  | Soil Sampling and Analysis - Metal: Tin | The Contractor shall conduct on-site measurements, collect soil samples and analyze them for all the parameters specified in the order as per Spec Item 3.2., Sampling and Laboratory Services. Respond within 1 working day from receipt of order. |  | EA | 10 | 0
E943 |  | Soil Sampling and Analysis - Metal: Thallium | The Contractor shall conduct on-site measurements, collect soil samples and analyze them for all the parameters specified in the order as per Spec Item 3.2., Sampling and Laboratory Services. Respond within 1 working day from receipt of order. |  | EA | 10 | 0
E944 |  | Soil Sampling and Analysis - Metal: Vanadium | The Contractor shall conduct on-site measurements, collect soil samples and analyze them for all the parameters specified in the order as per Spec Item 3.2., Sampling and Laboratory Services. Respond within 1 working day from receipt of order. |  | EA | 10 | 0
E945 |  | Soil Sampling and Analysis - Metal: Zinc | The Contractor shall conduct on-site measurements, collect soil samples and analyze them for all the parameters specified in the order as per Spec Item 3.2., Sampling and Laboratory Services. Respond within 1 working day from receipt of order. |  | EA | 10 | 0
E946 |  | Soil Sampling and Analysis - Metal: Cyanides (free) | The Contractor shall conduct on-site measurements, collect soil samples and analyze them for all the parameters specified in the order as per Spec Item 3.2., Sampling and Laboratory Services. Respond within 1 working day from receipt of order. |  | EA | 10 | 0
E947 |  | Soil Sampling and Analysis - Metal: Fluorides | The Contractor shall conduct on-site measurements, collect soil samples and analyze them for all the parameters specified in the order as per Spec Item 3.2., Sampling and Laboratory Services. Respond within 1 working day from receipt of order. |  | EA | 10 | 0
E948 |  | Soil Sampling and Analysis - Aromatic Compounds: Benzene | The Contractor shall conduct on-site measurements, collect soil samples and analyze them for all the parameters specified in the order as per Spec Item 3.2., Sampling and Laboratory Services. Respond within 1 working day from receipt of order. |  | EA | 10 | 0
E949 |  | Soil Sampling and Analysis - Aromatic Compounds: Ethylbenzene | The Contractor shall conduct on-site measurements, collect soil samples and analyze them for all the parameters specified in the order as per Spec Item 3.2., Sampling and Laboratory Services. Respond within 1 working day from receipt of order. |  | EA | 10 | 0
E950 |  | Soil Sampling and Analysis - Aromatic Compounds: Styrene | The Contractor shall conduct on-site measurements, collect soil samples and analyze them for all the parameters specified in the order as per Spec Item 3.2., Sampling and Laboratory Services. Respond within 1 working day from receipt of order. |  | EA | 10 | 0
E951 |  | Soil Sampling and Analysis - Aromatic Compounds: Toluene | The Contractor shall conduct on-site measurements, collect soil samples and analyze them for all the parameters specified in the order as per Spec Item 3.2., Sampling and Laboratory Services. Respond within 1 working day from receipt of order. |  | EA | 10 | 0
E952 |  | Soil Sampling and Analysis - Aromatic Compounds: Xylene | The Contractor shall conduct on-site measurements, collect soil samples and analyze them for all the parameters specified in the order as per Spec Item 3.2., Sampling and Laboratory Services. Respond within 1 working day from receipt of order. |  | EA | 10 | 0
E953 |  | Soil Sampling and Analysis - Polycyclic Aromatic Compounds: Benzo(a)anthracene | The Contractor shall conduct on-site measurements, collect soil samples and analyze them for all the parameters specified in the order as per Spec Item 3.2., Sampling and Laboratory Services. Respond within 1 working day from receipt of order. |  | EA | 10 | 0
E954 |  | Soil Sampling and Analysis - Polycyclic Aromatic Compounds: Benzo(a)pyrene | The Contractor shall conduct on-site measurements, collect soil samples and analyze them for all the parameters specified in the order as per Spec Item 3.2., Sampling and Laboratory Services. Respond within 1 working day from receipt of order. |  | EA | 10 | 0
E955 |  | Soil Sampling and Analysis - Polycyclic Aromatic Compounds: Benzo(b)fluoranthene | The Contractor shall conduct on-site measurements, collect soil samples and analyze them for all the parameters specified in the order as per Spec Item 3.2., Sampling and Laboratory Services. Respond within 1 working day from receipt of order. |  | EA | 10 | 0
E956 |  | Soil Sampling and Analysis - Polycyclic Aromatic Compounds: Benzo(k)fluoranthene | The Contractor shall conduct on-site measurements, collect soil samples and analyze them for all the parameters specified in the order as per Spec Item 3.2., Sampling and Laboratory Services. Respond within 1 working day from receipt of order. |  | EA | 10 | 0
E957 |  | Soil Sampling and Analysis - Polycyclic Aromatic Compounds: Benzo(g, h, i)perylene | The Contractor shall conduct on-site measurements, collect soil samples and analyze them for all the parameters specified in the order as per Spec Item 3.2., Sampling and Laboratory Services. Respond within 1 working day from receipt of order. |  | EA | 10 | 0
E958 |  | Soil Sampling and Analysis - Polycyclic Aromatic Compounds: Chrysene | The Contractor shall conduct on-site measurements, collect soil samples and analyze them for all the parameters specified in the order as per Spec Item 3.2., Sampling and Laboratory Services. Respond within 1 working day from receipt of order. |  | EA | 10 | 0
E959 |  | Soil Sampling and Analysis - Polycyclic Aromatic Compounds: Dibenzo(a, e)pyrene | The Contractor shall conduct on-site measurements, collect soil samples and analyze them for all the parameters specified in the order as per Spec Item 3.2., Sampling and Laboratory Services. Respond within 1 working day from receipt of order. |  | EA | 10 | 0
E960 |  | Soil Sampling and Analysis - Polycyclic Aromatic Compounds: Dibenzo(a, l)pyrene | The Contractor shall conduct on-site measurements, collect soil samples and analyze them for all the parameters specified in the order as per Spec Item 3.2., Sampling and Laboratory Services. Respond within 1 working day from receipt of order. |  | EA | 10 | 0
E961 |  | Soil Sampling and Analysis - Polycyclic Aromatic Compounds: Dibenzo(a, i)pyrene | The Contractor shall conduct on-site measurements, collect soil samples and analyze them for all the parameters specified in the order as per Spec Item 3.2., Sampling and Laboratory Services. Respond within 1 working day from receipt of order. |  | EA | 10 | 0
E962 |  | Soil Sampling and Analysis - Polycyclic Aromatic Compounds: Dibenzo(a, h)pyrene | The Contractor shall conduct on-site measurements, collect soil samples and analyze them for all the parameters specified in the order as per Spec Item 3.2., Sampling and Laboratory Services. Respond within 1 working day from receipt of order. |  | EA | 10 | 0
E963 |  | Soil Sampling and Analysis - Polycyclic Aromatic Compounds: Dibenzo(a, h)anthracene | The Contractor shall conduct on-site measurements, collect soil samples and analyze them for all the parameters specified in the order as per Spec Item 3.2., Sampling and Laboratory Services. Respond within 1 working day from receipt of order. |  | EA | 10 | 0
E964 |  | Soil Sampling and Analysis - Polycyclic Aromatic Compounds: Indenopyrene | The Contractor shall conduct on-site measurements, collect soil samples and analyze them for all the parameters specified in the order as per Spec Item 3.2., Sampling and Laboratory Services. Respond within 1 working day from receipt of order. |  | EA | 10 | 0
E965 |  | Soil Sampling and Analysis - Polycyclic Aromatic Compounds: Pyrene | The Contractor shall conduct on-site measurements, collect soil samples and analyze them for all the parameters specified in the order as per Spec Item 3.2., Sampling and Laboratory Services. Respond within 1 working day from receipt of order. |  | EA | 10 | 0
E966 |  | Soil Sampling and Analysis - Aliphatic Chlorinated Carcinogenic Compounds: Chloromethane | The Contractor shall conduct on-site measurements, collect soil samples and analyze them for all the parameters specified in the order as per Spec Item 3.2., Sampling and Laboratory Services. Respond within 1 working day from receipt of order. |  | EA | 10 | 0
E967 |  | Soil Sampling and Analysis - Aliphatic Chlorinated Carcinogenic Compounds: Dichloromethane | The Contractor shall conduct on-site measurements, collect soil samples and analyze them for all the parameters specified in the order as per Spec Item 3.2., Sampling and Laboratory Services. Respond within 1 working day from receipt of order. |  | EA | 10 | 0
E968 |  | Soil Sampling and Analysis - Aliphatic Chlorinated Carcinogenic Compounds: Trichloromethane | The Contractor shall conduct on-site measurements, collect soil samples and analyze them for all the parameters specified in the order as per Spec Item 3.2., Sampling and Laboratory Services. Respond within 1 working day from receipt of order. |  | EA | 10 | 0
E969 |  | Soil Sampling and Analysis - Aliphatic Chlorinated Carcinogenic Compounds: Vinyl Chloride | The Contractor shall conduct on-site measurements, collect soil samples and analyze them for all the parameters specified in the order as per Spec Item 3.2., Sampling and Laboratory Services. Respond within 1 working day from receipt of order. |  | EA | 10 | 0
E970 |  | Soil Sampling and Analysis - Aliphatic Chlorinated Carcinogenic Compounds: 1,2 - Dichloroethane | The Contractor shall conduct on-site measurements, collect soil samples and analyze them for all the parameters specified in the order as per Spec Item 3.2., Sampling and Laboratory Services. Respond within 1 working day from receipt of order. |  | EA | 10 | 0
E971 |  | Soil Sampling and Analysis - Aliphatic Chlorinated Carcinogenic Compounds: 1,1 - Dichloroethylene | The Contractor shall conduct on-site measurements, collect soil samples and analyze them for all the parameters specified in the order as per Spec Item 3.2., Sampling and Laboratory Services. Respond within 1 working day from receipt of order. |  | EA | 10 | 0
E972 |  | Soil Sampling and Analysis - Aliphatic Chlorinated Carcinogenic Compounds: Trichloroethylene | The Contractor shall conduct on-site measurements, collect soil samples and analyze them for all the parameters specified in the order as per Spec Item 3.2., Sampling and Laboratory Services. Respond within 1 working day from receipt of order. |  | EA | 10 | 0
E973 |  | Soil Sampling and Analysis - Aliphatic Chlorinated Carcinogenic Compounds: Tetrachloroethylene (PCE) | The Contractor shall conduct on-site measurements, collect soil samples and analyze them for all the parameters specified in the order as per Spec Item 3.2., Sampling and Laboratory Services. Respond within 1 working day from receipt of order. |  | EA | 10 | 0
E974 |  | Soil Sampling and Analysis - Aliphatic Chlorinated Non-Carcinogenic Compounds: 1,1 - Dichloroethane | The Contractor shall conduct on-site measurements, collect soil samples and analyze them for all the parameters specified in the order as per Spec Item 3.2., Sampling and Laboratory Services. Respond within 1 working day from receipt of order. |  | EA | 10 | 0
E975 |  | Soil Sampling and Analysis - Aliphatic Chlorinated Non-Carcinogenic Compounds: 1,2 - Dichloroethylene | The Contractor shall conduct on-site measurements, collect soil samples and analyze them for all the parameters specified in the order as per Spec Item 3.2., Sampling and Laboratory Services. Respond within 1 working day from receipt of order. |  | EA | 10 | 0
E976 |  | Soil Sampling and Analysis - Aliphatic Chlorinated Non-Carcinogenic Compounds: 1,1,1 - Trichloroethane | The Contractor shall conduct on-site measurements, collect soil samples and analyze them for all the parameters specified in the order as per Spec Item 3.2., Sampling and Laboratory Services. Respond within 1 working day from receipt of order. |  | EA | 10 | 0
E977 |  | Soil Sampling and Analysis - Aliphatic Chlorinated Non-Carcinogenic Compounds: 1,2 - Di chloropropane | The Contractor shall conduct on-site measurements, collect soil samples and analyze them for all the parameters specified in the order as per Spec Item 3.2., Sampling and Laboratory Services. Respond within 1 working day from receipt of order. |  | EA | 10 | 0
E978 |  | Soil Sampling and Analysis - Aliphatic Chlorinated Non-Carcinogenic Compounds: 1,1,2 - Trichloroethane | The Contractor shall conduct on-site measurements, collect soil samples and analyze them for all the parameters specified in the order as per Spec Item 3.2., Sampling and Laboratory Services. Respond within 1 working day from receipt of order. |  | EA | 10 | 0
E979 |  | Soil Sampling and Analysis - Aliphatic Chlorinated Non-Carcinogenic Compounds: 1,2,3 - Trichloro propane | The Contractor shall conduct on-site measurements, collect soil samples and analyze them for all the parameters specified in the order as per Spec Item 3.2., Sampling and Laboratory Services. Respond within 1 working day from receipt of order. |  | EA | 10 | 0
E980 |  | Soil Sampling and Analysis - Aliphatic Chlorinated Non-Carcinogenic Compounds: 1,1,2,2 - Tetrachloroethane | The Contractor shall conduct on-site measurements, collect soil samples and analyze them for all the parameters specified in the order as per Spec Item 3.2., Sampling and Laboratory Services. Respond within 1 working day from receipt of order. |  | EA | 10 | 0
E981 |  | Soil Sampling and Analysis - Aliphatic Halogenated Carcinogenic Compounds: Tribromomethane | The Contractor shall conduct on-site measurements, collect soil samples and analyze them for all the parameters specified in the order as per Spec Item 3.2., Sampling and Laboratory Services. Respond within 1 working day from receipt of order. |  | EA | 10 | 0
E982 |  | Soil Sampling and Analysis - Aliphatic Halogenated Carcinogenic Compounds: 1,2 - Dibromoethane | The Contractor shall conduct on-site measurements, collect soil samples and analyze them for all the parameters specified in the order as per Spec Item 3.2., Sampling and Laboratory Services. Respond within 1 working day from receipt of order. |  | EA | 10 | 0
E983 |  | Soil Sampling and Analysis - Aliphatic Halogenated Carcinogenic Compounds: Dibromochloromethane | The Contractor shall conduct on-site measurements, collect soil samples and analyze them for all the parameters specified in the order as per Spec Item 3.2., Sampling and Laboratory Services. Respond within 1 working day from receipt of order. |  | EA | 10 | 0
E984 |  | Soil Sampling and Analysis - Aliphatic Halogenated Carcinogenic Compounds: Bromodichloromethane | The Contractor shall conduct on-site measurements, collect soil samples and analyze them for all the parameters specified in the order as per Spec Item 3.2., Sampling and Laboratory Services. Respond within 1 working day from receipt of order. |  | EA | 10 | 0
E985 |  | Soil Sampling and Analysis - Nitroaromatic Compounds: Nitrobenzene | The Contractor shall conduct on-site measurements, collect soil samples and analyze them for all the parameters specified in the order as per Spec Item 3.2., Sampling and Laboratory Services. Respond within 1 working day from receipt of order. |  | EA | 10 | 0
E986 |  | Soil Sampling and Analysis - Nitroaromatic Compounds: 1,2 - Dinitrobenzene | The Contractor shall conduct on-site measurements, collect soil samples and analyze them for all the parameters specified in the order as per Spec Item 3.2., Sampling and Laboratory Services. Respond within 1 working day from receipt of order. |  | EA | 10 | 0
E987 |  | Soil Sampling and Analysis - Nitroaromatic Compounds: 1,3 - Dinitrobenzene | The Contractor shall conduct on-site measurements, collect soil samples and analyze them for all the parameters specified in the order as per Spec Item 3.2., Sampling and Laboratory Services. Respond within 1 working day from receipt of order. |  | EA | 10 | 0
E988 |  | Soil Sampling and Analysis - Nitroaromatic Compounds: Chloronitrobenzene | The Contractor shall conduct on-site measurements, collect soil samples and analyze them for all the parameters specified in the order as per Spec Item 3.2., Sampling and Laboratory Services. Respond within 1 working day from receipt of order. |  | EA | 10 | 0
E989 |  | Soil Sampling and Analysis - Chloroaromatic Compounds: Mon chlorobenzene | The Contractor shall conduct on-site measurements, collect soil samples and analyze them for all the parameters specified in the order as per Spec Item 3.2., Sampling and Laboratory Services. Respond within 1 working day from receipt of order. |  | EA | 10 | 0
E990 |  | Soil Sampling and Analysis - Chloroaromatic Compounds: Di chloroaromatic Non-Carcinogenic Compounds (1,2 - Dichlorobenzene) | The Contractor shall conduct on-site measurements, collect soil samples and analyze them for all the parameters specified in the order as per Spec Item 3.2., Sampling and Laboratory Services. Respond within 1 working day from receipt of order. |  | EA | 10 | 0
E991 |  | Soil Sampling and Analysis - Chloroaromatic Compounds: Di chloroaromatic Carcinogenic Compounds (1,4 - Dichlorobenzene) | The Contractor shall conduct on-site measurements, collect soil samples and analyze them for all the parameters specified in the order as per Spec Item 3.2., Sampling and Laboratory Services. Respond within 1 working day from receipt of order. |  | EA | 10 | 0
E992 |  | Soil Sampling and Analysis - Chloroaromatic Compounds: 1,2,4 - Trichlorobenzene | The Contractor shall conduct on-site measurements, collect soil samples and analyze them for all the parameters specified in the order as per Spec Item 3.2., Sampling and Laboratory Services. Respond within 1 working day from receipt of order. |  | EA | 10 | 0
E993 |  | Soil Sampling and Analysis - Chloroaromatic Compounds: 1,2,4,5 - Tetra chlorobenzene | The Contractor shall conduct on-site measurements, collect soil samples and analyze them for all the parameters specified in the order as per Spec Item 3.2., Sampling and Laboratory Services. Respond within 1 working day from receipt of order. |  | EA | 10 | 0
E994 |  | Soil Sampling and Analysis - Chloroaromatic Compounds: Pentachloro benzene | The Contractor shall conduct on-site measurements, collect soil samples and analyze them for all the parameters specified in the order as per Spec Item 3.2., Sampling and Laboratory Services. Respond within 1 working day from receipt of order. |  | EA | 10 | 0
E995 |  | Soil Sampling and Analysis - Chloroaromatic Compounds: | The Contractor shall conduct on-site measurements, collect soil samples and analyze them for all the parameters specified in the order as per Spec Item 3.2., Sampling and Laboratory Services. Respond within 1 working day from receipt of order. |  | EA | 10 | 0
E996 |  | Soil Sampling and Analysis - Chloroaromatic Compounds: Esa chlorobenzene | The Contractor shall conduct on-site measurements, collect soil samples and analyze them for all the parameters specified in the order as per Spec Item 3.2., Sampling and Laboratory Services. Respond within 1 working day from receipt of order. |  | EA | 10 | 0
E997 |  | Soil Sampling and Analysis - Non-Chlorinated Phenols: Methyl phenols (o-, m-, p-) | The Contractor shall conduct on-site measurements, collect soil samples and analyze them for all the parameters specified in the order as per Spec Item 3.2., Sampling and Laboratory Services. Respond within 1 working day from receipt of order. |  | EA | 10 | 0
E998 |  | Soil Sampling and Analysis - Non-Chlorinated Phenols: Phenols | The Contractor shall conduct on-site measurements, collect soil samples and analyze them for all the parameters specified in the order as per Spec Item 3.2., Sampling and Laboratory Services. Respond within 1 working day from receipt of order. |  | EA | 10 | 0
E999 |  | Soil Sampling and Analysis - Chlorinated Phenols: 2 - Chlorophenol | The Contractor shall conduct on-site measurements, collect soil samples and analyze them for all the parameters specified in the order as per Spec Item 3.2., Sampling and Laboratory Services. Respond within 1 working day from receipt of order. |  | EA | 10 | 0
E1000 |  | Soil Sampling and Analysis - Chlorinated Phenols: 2,4 - Dichlorophenol | The Contractor shall conduct on-site measurements, collect soil samples and analyze them for all the parameters specified in the order as per Spec Item 3.2., Sampling and Laboratory Services. Respond within 1 working day from receipt of order. |  | EA | 10 | 0
E1001 |  | Soil Sampling and Analysis - Chlorinated Phenols: 2,4, 6 - Trichlorophenol | The Contractor shall conduct on-site measurements, collect soil samples and analyze them for all the parameters specified in the order as per Spec Item 3.2., Sampling and Laboratory Services. Respond within 1 working day from receipt of order. |  | EA | 10 | 0
E1002 |  | Soil Sampling and Analysis - Chlorinated Phenols: Pentachlorophenol | The Contractor shall conduct on-site measurements, collect soil samples and analyze them for all the parameters specified in the order as per Spec Item 3.2., Sampling and Laboratory Services. Respond within 1 working day from receipt of order. |  | EA | 10 | 0
E1003 |  | Soil Sampling and Analysis - Aromatic Amines: Aniline | The Contractor shall conduct on-site measurements, collect soil samples and analyze them for all the parameters specified in the order as per Spec Item 3.2., Sampling and Laboratory Services. Respond within 1 working day from receipt of order. |  | EA | 10 | 0
E1004 |  | Soil Sampling and Analysis - Aromatic Amines: o - Anisidine | The Contractor shall conduct on-site measurements, collect soil samples and analyze them for all the parameters specified in the order as per Spec Item 3.2., Sampling and Laboratory Services. Respond within 1 working day from receipt of order. |  | EA | 10 | 0
E1005 |  | Soil Sampling and Analysis - Aromatic Amines: m,p - Anisidine | The Contractor shall conduct on-site measurements, collect soil samples and analyze them for all the parameters specified in the order as per Spec Item 3.2., Sampling and Laboratory Services. Respond within 1 working day from receipt of order. |  | EA | 10 | 0
E1006 |  | Soil Sampling and Analysis - Aromatic Amines: Diphenylamine | The Contractor shall conduct on-site measurements, collect soil samples and analyze them for all the parameters specified in the order as per Spec Item 3.2., Sampling and Laboratory Services. Respond within 1 working day from receipt of order. |  | EA | 10 | 0
E1007 |  | Soil Sampling and Analysis - Aromatic Amines: p - Toluidine | The Contractor shall conduct on-site measurements, collect soil samples and analyze them for all the parameters specified in the order as per Spec Item 3.2., Sampling and Laboratory Services. Respond within 1 working day from receipt of order. |  | EA | 10 | 0
E1008 |  | Soil Sampling and Analysis - Pesticides: Alachlor | The Contractor shall conduct on-site measurements, collect soil samples and analyze them for all the parameters specified in the order as per Spec Item 3.2., Sampling and Laboratory Services. Respond within 1 working day from receipt of order. |  | EA | 10 | 0
E1009 |  | Soil Sampling and Analysis - Pesticides: Aldrin | The Contractor shall conduct on-site measurements, collect soil samples and analyze them for all the parameters specified in the order as per Spec Item 3.2., Sampling and Laboratory Services. Respond within 1 working day from receipt of order. |  | EA | 10 | 0
E1010 |  | Soil Sampling and Analysis - Pesticides: Atrazine | The Contractor shall conduct on-site measurements, collect soil samples and analyze them for all the parameters specified in the order as per Spec Item 3.2., Sampling and Laboratory Services. Respond within 1 working day from receipt of order. |  | EA | 10 | 0
E1011 |  | Soil Sampling and Analysis - Pesticides: α - esachloroesane | The Contractor shall conduct on-site measurements, collect soil samples and analyze them for all the parameters specified in the order as per Spec Item 3.2., Sampling and Laboratory Services. Respond within 1 working day from receipt of order. |  | EA | 10 | 0
E1012 |  | Soil Sampling and Analysis - Pesticides: β - esachloroesane | The Contractor shall conduct on-site measurements, collect soil samples and analyze them for all the parameters specified in the order as per Spec Item 3.2., Sampling and Laboratory Services. Respond within 1 working day from receipt of order. |  | EA | 10 | 0
E1013 |  | Soil Sampling and Analysis - Pesticides: γ - esachloroesane (Lindane) | The Contractor shall conduct on-site measurements, collect soil samples and analyze them for all the parameters specified in the order as per Spec Item 3.2., Sampling and Laboratory Services. Respond within 1 working day from receipt of order. |  | EA | 10 | 0
E1014 |  | Soil Sampling and Analysis - Pesticides: Chlordane | The Contractor shall conduct on-site measurements, collect soil samples and analyze them for all the parameters specified in the order as per Spec Item 3.2., Sampling and Laboratory Services. Respond within 1 working day from receipt of order. |  | EA | 10 | 0
E1015 |  | Soil Sampling and Analysis - Pesticides: DDD, DDT, DDE | The Contractor shall conduct on-site measurements, collect soil samples and analyze them for all the parameters specified in the order as per Spec Item 3.2., Sampling and Laboratory Services. Respond within 1 working day from receipt of order. |  | EA | 10 | 0
E1016 |  | Soil Sampling and Analysis - Pesticides: Dieldrin | The Contractor shall conduct on-site measurements, collect soil samples and analyze them for all the parameters specified in the order as per Spec Item 3.2., Sampling and Laboratory Services. Respond within 1 working day from receipt of order. |  | EA | 10 | 0
E1017 |  | Soil Sampling and Analysis - Pesticides: Endrin | The Contractor shall conduct on-site measurements, collect soil samples and analyze them for all the parameters specified in the order as per Spec Item 3.2., Sampling and Laboratory Services. Respond within 1 working day from receipt of order. |  | EA | 10 | 0
E1018 |  | Soil Sampling and Analysis - Dioxins and Furans: PCDD, PCDF (total) | The Contractor shall conduct on-site measurements, collect soil samples and analyze them for all the parameters specified in the order as per Spec Item 3.2., Sampling and Laboratory Services. Respond within 1 working day from receipt of order. |  | EA | 10 | 0
E1019 |  | Soil Sampling and Analysis - Dioxins and Furans: PCB | The Contractor shall conduct on-site measurements, collect soil samples and analyze them for all the parameters specified in the order as per Spec Item 3.2., Sampling and Laboratory Services. Respond within 1 working day from receipt of order. |  | EA | 10 | 0
E1020 |  | Soil Sampling and Analysis - Hydrocarbons: ight Hydrocarbons C≤12 | The Contractor shall conduct on-site measurements, collect soil samples and analyze them for all the parameters specified in the order as per Spec Item 3.2., Sampling and Laboratory Services. Respond within 1 working day from receipt of order. |  | EA | 10 | 0
E1021 |  | Soil Sampling and Analysis - Hydrocarbons: Heavy Hydrocarbons C>12 | The Contractor shall conduct on-site measurements, collect soil samples and analyze them for all the parameters specified in the order as per Spec Item 3.2., Sampling and Laboratory Services. Respond within 1 working day from receipt of order. |  | EA | 10 | 0
E1022 |  | Soil Sampling and Analysis: Asbestos (free fibers) | The Contractor shall conduct on-site measurements, collect soil samples and analyze them for all the parameters specified in the order as per Spec Item 3.2., Sampling and Laboratory Services. Respond within 1 working day from receipt of order. |  | EA | 10 | 0
E1023 |  | Soil Sampling and Analysis: Phtalic Acid's Esters | The Contractor shall conduct on-site measurements, collect soil samples and analyze them for all the parameters specified in the order as per Spec Item 3.2., Sampling and Laboratory Services. Respond within 1 working day from receipt of order. |  | EA | 10 | 0
E1024-E1029 | Reserved
Unit Priced Labor (UPL) Work
E1030 |  | Unit Priced Composite Skilled Labor Work - MUST BE NEGOTIATED BY KO | Provide one composite skilled labor hour of work-in-place performed by substantially and highly trained, certified, and/or licensed craftsmen and technicians. The composite labor hour rate should be an average of various trades such as carpenters, painters, electricians, plumbers, equipment mechanics, electronics technicians, and pest controllers, per the scope and delivery schedule specified in the order. |  | HR | 2500 | 0
E1031 |  | Unit Priced Composite Unskilled Labor Work - MUST BE NEGOTIATED BY KO | Provide one composite unskilled labor hour of work-in-place performed by minimally trained or untrained workers, including custodial and grounds maintenance workers, and common laborers per the scope and delivery schedule specified in the order. |  | HR | 2500 | 0
E1032 |  | Material and Equipment Costs - MUST BE NEGOTIATED BY KO | Provide all materials and equipment to perform Unit Priced Labor work per the scope and delivery schedule specified in the order. |  | LS | NTE | 100000
TOTAL FOR LINE ITEM 0010 - 4TH OPTION PERIOD - NON-RECURRING WORK (ELINs E700 THROUGH E1032) | [6 empty] | 100000

## CLIN 011 - 5th OP - RW
ATTACHMENT J-0200000-12 XX
EXHIBIT LINE ITEM NUMBERS
SOLICITATION/CONTRACT # N62470-25-R-0020 XX-R-00XX
EXHIBIT F A - FIFTH OPTION BASE PERIOD - RECURRING WORK
CLIN 0011
Line Item 0011 - Recurring Work - 5th Option Year
PROVIDE PRICES TO PERFORM RECURRING WORK - IN ACCORDANCE WITH SECTION C, SPEC ITEM 3
ELIN/Sub-ELINs F001 THROUGH F023 21
ELIN / Sub ELIN | Annex/Sub-annex | Spec Item | Description | Quantity | Unit of Issue | Unit Price | Total Price
F001 |  |  | Commander Naval Region Europe (CNRE)
| 1501000 |  | Facility Management
F001AA |  | 3.1 | Infrastructure Condition Assessment Program (ICAP) Services | 12 | MO |  | 0
| 1502000 |  | Facility Investment
|  | 3.1 | Emergency, Urgent, and Routine (E/U/R) Work
F001AB | 1502000 | 3.1.1 | Emergency | 12 | MO |  | 0
F001AC | 1502000 | 3.1.2 | Urgent | 12 | MO |  | 0
F001AD | 1502000 | 3.1.3 | Routine | 12 | MO |  | 0
|  | 3.2 | Facility Bullets
F001AE | 1502000 | 3.2 | Facility Bullets | 12 | MO |  | 0
|  | 3.3 | Preventive Maintenance (PM) Program
F001AF | 1502000 | 3.3.2 | Lightning Arrestors and Grounding Devices | 12 | MO |  | 0
F001AG | 1502000 | 3.3.3 | Vertical Transportation Equipment (VTE) | 12 | MO |  | 0
F001AH | 1502000 | 3.3.5 | Auxiliary Generator Systems | 12 | MO |  | 0
F001AJ | 1502000 | 3.3.12 | Swimming Pool Maintenance | 12 | MO |  | 0
F001AK | 1502000 | 3.3.15 | Aboveground (AST) and Underground (UST) Storage Tanks | 12 | MO |  | 0
F001AL | 1502000 | 3.3.16 | Overhead and Roll-up Doors | 12 | MO |  | 0
F001AM | 1502000 | 3.3.17 | Hangar Doors | 12 | MO |  | 0
F001AN | 1502000 | 3.3.18 | Drinking Fountains/Water Coolers | 12 | MO |  | 0
F001AP | 1502000 | 3.3.19 | Airfield Light Tower | 12 | MO |  | 0
F001AQ | 1502000 | 3.3.21 | Irrigation System | 12 | MO |  | 0
|  | 3.4 | Integrated Maintenance Program (IMP)
F001AR | 1502000 | 3.4.1 | HVAC and Refrigeration Systems | 12 | MO |  | 0
F001AS | 1502000 | 3.4.2 | Fire Protection Systems | 12 | MO |  | 0
F001AT | 1502000 | 3.4.3 | Boilers and UPVs | 12 | MO |  | 0
|  | 3.5 | Inspection, Testing, and Certification Program
F001AU | 1502000 | 3.5.2 | Vertical Transportation Equipment (VTE) | 12 | MO |  | 0
|  | 3.6 | Other Recurring Services Program
F001AV | 1502000 | 3.6.1 | Exhaust Hoods and Ducts | 12 | MO |  | 0
F001AW | 1502000 | 3.6.2 | HVAC Water Testing and Treatment Services | 12 | MO |  | 0
F001AX | 1502000 | 3.6.3 | Boiler Water Testing and Treatment Services | 12 | MO |  | 0
F001AY | 1502000 | 3.6.4 | Solar Panel Maintenance | 12 | MO |  | 0
F001AZ | 1502000 | 3.6.5 | Gutter and Roof Inspections | 12 | MO |  | 0
F001BA | 1502000 | 3.6.7 | Magnetic Key Card System Maintenance | 12 | MO |  | 0
F001BB | 1502000 | 3.6.9 | Vehicle Lift Maintenance | 12 | MO |  | 0
F001BC | 1502000 | 3.6.10 | Swimming Pool Water Testing and Treatment Services | 12 | MO |  | 0
F001BD | 1502000 | 3.6.11 | Fall Protection Lifeline Systems Inspection and Certification | 12 | MO |  | 0
F001BE | 1502000 | 3.6.13 | Oil-Water Separators and Grease Traps Maintenance | 12 | MO |  | 0
F001BF | 1502000 | 3.6.14 | Car Wash Water Treatment System | 12 | MO |  | 0
F001BG | 1502000 | 3.6.15 | Fire Extinguisher Inspection and Maintenance | 12 | MO |  | 0
| 1503010 |  | Custodial
F001BH | 1503010 | 3.1 | Scheduled Services | 12 | MO |  | 0
F001BJ | 1503010 | 3.1 | Scheduled Services for AMC (29% FX Pro-Rata) | 12 | MO |  | 0
| 1503020 |  | Pest Control
F001BK | 1503020 | 3.1 | Scheduled Pest Control | 12 | MO |  | 0
F001BL | 1503020 | 3.2 | Pest Control Service Orders | 12 | MO |  | 0
F001BM | 1503020 | 3.3 | Pest Management Reporting | 12 | MO |  | 0
| 1503030 |  | Integrated Solid Waste Management
F001BN | 1503030 | 3.1 - 3.5 | Recurring Work | 12 | MO |  | 0
F001BP | 1503030 | 3.6 | Special Collection Services | 12 | MO |  | 0
| 1503050 |  | Grounds Maintenance and Landscaping
F001BQ | 1503050 | 3.1 | Improved Grounds | 12 | MO |  | 0
F001BR | 1503050 | 3.2 | Operational Areas | 12 | MO |  | 0
F001BS | 1503050 | 3.3 | Storm Drainage Systems | 12 | MO |  | 0
F001BT | 1503050 | 3.4 | Outdoor Waste Collection | 12 | MO |  | 0
F001BU | 1503050 | 3.4 | Outdoor Waste Collection for AMC | 12 | MO |  | 0
F001BV | 1503050 | 3.5 | Playgrounds Maintenance | 12 | MO |  | 0
| 1503060 |  | Pavement Clearance
F001BW | 1503060 | 3.1 | Pavement Sweeping Services | 12 | MO |  | 0
F001BX | 1503060 | 3.2 | Pavement Clearance Service Orders | 12 | MO |  | 0
| 1601000 |  | Utility Management
|  | 3.1 | Utility Service Orders
F001BY | 1601000 | 3.1.1 | Emergency Service Orders | 12 | MO |  | 0
F001BZ | 1601000 | 3.1.2 | Routine Service Orders | 12 | MO |  | 0
F001CA | 1601000 | 3.2 | Utility Operations Management | 12 | MO |  | 0
F001CB | 1601000 | 3.3 | Utility Infrastructure Condition Assessment (UICAP) Support | 12 | MO |  | 0
| 1602000 |  | Electrical
|  | 3.1 | Preventive Maintenance (PM) Program
F001CC | 1602000 | 3.1.1 | High Voltage Systems Maintenance | 12 | MO |  | 0
|  | 3.2 | Other Recurring Services Program
F001CD | 1602000 | 3.2.1 | Photo Voltaic Systems Maintenance | 12 | MO |  | 0
| 1603000 |  | Natural Gas
F001CE | 1603000 | 3.1 | Integrated Maintenance Program (IMP) | 12 | MO |  | 0
| 1604000 |  | Wastewater
F001CF | 1604000 | 3.1 | Preventive Maintenance (PM) Program | 12 | MO |  | 0
F001CG | 1604000 | 3.2 | Other Recurring Services | 12 | MO |  | 0
| 1606001 |  | Water (Overseas)
F001CH | 1606001 | 3.1 | Preventive Maintenance (PM) Program | 12 | MO |  | 0
F001CJ | 1606001 | 3.2 | Unidirectional Flushing (UDF) Plan | 12 | MO |  | 0
F001CK | 1606001 | 3.3 | Well Development and Water Treatment and Distribution System Support | 12 | MO |  | 0
| 1700000 |  | Transportation
F001CL | 1700000 | 3.1 | Bus Services | 12 | MO |  | 0
| 1800000 |  | Environmental
F001CM | 1800000 | 3.1 | Oil and Hazardous Substance (OHS) Spill Response and Cleanup Ashore | 12 | MO |  | 0
|  |  | CNRE SUBTOTAL: |  |  |  | 0
AMC - Specification 1503010, Spec Item 3
|  |  | Scheduled Custodial Services, Spec Item 3.1 | 12 | MO |  | 0
Reserved
|  |  | AMC - CNRE Funded SUBTOTAL: |  |  |  | 0
F002 |  |  | MWR (Morale, Welfare, and Recreation) - CNRE FUNDED
| 1502000 |  | Facility Investment
|  | 3.1 | Emergency, Urgent, and Routine (E/U/R) Work
F002AA | 1502000 | 3.1.1 | Emergency | 12 | MO |  | 0
F002AB | 1502000 | 3.1.2 | Urgent | 12 | MO |  | 0
F002AC | 1502000 | 3.1.3 | Routine | 12 | MO |  | 0
|  | 3.4 | Integrated Maintenance Program (IMP)
F002AD | 1502000 | 3.4.2 | Fire Protection Systems | 12 | MO |  | 0
|  | 3.6 | Other Recurring Services Program
F002AE | 1502000 | 3.6.1 | Exhaust Hoods and Ducts | 12 | MO |  | 0
F002AF | 1502000 | 3.6.9 | Vehicle Lift Maintenance | 12 | MO |  | 0
F002AG | 1502000 | 3.6.13 | Oil-Water Separators and Grease Traps Maintenance | 12 | MO |  | 0
| 1503010 |  | Custodial
F002AH | 1503010 | 3.1 | Scheduled Services | 12 | MO |  | 0
| 1503020 |  | Pest Control
F002AJ | 1503020 | 3.1 | Scheduled Pest Control | 12 | MO |  | 0
F002AK | 1503020 | 3.3 | Pest Management Reporting | 12 | MO |  | 0
|  |  | MWR - SUBTOTAL: |  |  |  | 0
F003 |  |  | NEXCOM (Navy Exchange) - CNRE FUNDED
| 1502000 |  | Facility Investment
|  | 3.4 | Integrated Maintenance Program (IMP)
F003AA | 1502000 | 3.4.2 | Fire Protection Systems | 12 | MO |  | 0
|  | 3.6 | Other Recurring Services Program
F003AB | 1502000 | 3.6.1 | Exhaust Hoods and Ducts | 12 | MO |  | 0
| 1503020 |  | Pest Control
F003AB | 1503020 | 3.1 | Scheduled Pest Control | 12 | MO |  | 0
F003AC | 1503020 | 3.2 | Pest Control Service Orders | 12 | MO |  | 0
F003AD | 1503020 | 3.3 | Pest Management Reporting | 12 | MO |  | 0
| 1503030 |  | Integrated Solid Waste Management
F003AE | 1503030 | 3.1 - 3.5 | Recurring Work | 12 | MO |  | 0
|  |  | NEXCOM - SUBTOTAL: |  |  |  | 0
F004 |  |  | HAZMIN Center - CNRE FUNDED
| 1503010 |  | Custodial
F004AA | 1503010 | 3.1 | Scheduled Services | 12 | MO |  | 0
| 1503030 |  | Integrated Solid Waste Management
F004AB | 1503030 | 3.1 - 3.5 | Recurring Work | 12 | MO |  | 0
|  |  | HAZMIN Center - SUBTOTAL: |  |  |  | 0
F005 |  |  | BOA (Bank of America)
| 1503010 |  | Custodial
F005AA | 1503010 | 3.1 | Scheduled Services | 12 | MO |  | 0
| 1503030 |  | Integrated Solid Waste Management
F005AB | 1503030 | 3.1 - 3.5 | Recurring Work | 12 | MO |  | 0
|  |  | BOA SUBTOTAL: |  |  |  | 0
F006 |  |  | AMC (Air Mobility Command)
| 1502000 |  | Facility Investment
|  | 3.6 | Other Recurring Services Program
F006AA | 1502000 | 3.6.1 | Exhaust Hoods and Ducts | 12 | MO |  | 0
F006AB | 1502000 | 3.6.13 | Oil-Water Separators and Grease Traps Maintenance | 12 | MO |  | 0
| 1503010 |  | Custodial
F006AC | 1503010 | 3.1 | Scheduled Services | 12 | MO |  | 0
| 1503020 |  | Pest Control
F006AD | 1503020 | 3.1 | Scheduled Pest Control | 12 | MO |  | 0
F006AE | 1503020 | 3.2 | Pest Control Service Orders | 12 | MO |  | 0
F006AF | 1503020 | 3.3 | Pest Management Reporting | 12 | MO |  | 0
| 1503030 |  | Integrated Solid Waste Management
F006AG | 1503030 | 3.1 - 3.5 | Recurring Work | 12 | MO |  | 0
|  |  | AMC SUBTOTAL: |  |  |  | 0
F007 |  |  | DHA (Defense Health Agency)
| 1502000 |  | Facility Investment
|  | 3.1 | Emergency, Urgent, and Routine (E/U/R) Work
F007AA | 1502000 | 3.1.1 | Emergency | 12 | MO |  | 0
F007AB | 1502000 | 3.1.2 | Urgent | 12 | MO |  | 0
F007AC | 1502000 | 3.1.3 | Routine | 12 | MO |  | 0
|  | 3.1 | Preventive Maintenance (PM) Program
F007AD | 1502000 | 3.3.1 | Interior and Exterior Lighting Systems | 12 | MO |  | 0
F007AE | 1502000 | 3.3.2 | Lightning Arrestors and Grounding Devices | 12 | MO |  | 0
F007AF | 1502000 | 3.3.3 | Vertical Transportation Equipment (VTE) | 12 | MO |  | 0
F007AG | 1502000 | 3.3.4 | Compressed Air Systems | 12 | MO |  | 0
F007AH | 1502000 | 3.3.5 | Auxiliary Generators | 12 | MO |  | 0
F007AJ | 1502000 | 3.3.6 | Uninterruptable Power Supply Systems (UPS) | 12 | MO |  | 0
F007AK | 1502000 | 3.3.7 | Medical Air, Gas, and Vacuum Systems | 12 | MO |  | 0
F007AL | 1502000 | 3.3.8 | Communication Systems | 12 | MO |  | 0
F007AM | 1502000 | 3.3.9 | Intrusion Detection Systems | 12 | MO |  | 0
F007AN | 1502000 | 3.3.10 | Closed Circuit Surveillance Systems | 12 | MO |  | 0
F007AP | 1502000 | 3.3.11 | Automatic, Fire, and Roll-Up Doors | 12 | MO |  | 0
F007AQ | 1502000 | 3.3.13 | Facility Electric System | 12 | MO |  | 0
F007AR | 1502000 | 3.3.14 | Reverse Osmosis and Water Purification System | 12 | MO |  | 0
F007AS | 1502000 | 3.3.15 | Aboveground (AST) and Underground (UST) Storage Tanks | 12 | MO |  | 0
F007AT | 1502000 | 3.3.16 | Overhead and Roll-Up Doors | 12 | MO |  | 0
F007AU | 1502000 | 3.3.18 | Drinking Fountains/Water Coolers | 12 | MO |  | 0
F007AV | 1502000 | 3.3.20 | Emergency Eye Wash Station | 12 | MO |  | 0
F007AW | 1502000 | 3.3.21 | Irrigation System | 12 | MO |  | 0
|  | 3.4 | Integrated Maintenance Program (IMP)
F007AX | 1502000 | 3.4.1 | HVAC and Refrigeration Systems | 12 | MO |  | 0
F007AY | 1502000 | 3.4.2 | Fire Protection Systems | 12 | MO |  | 0
F007AZ | 1502000 | 3.4.3 | Boilers and UPVs | 12 | MO |  | 0
|  | 3.5 | Inspection, Testing, and Certification Program
F007BA | 1502000 | 3.5.1 | Boilers and UPVs | 12 | MO |  | 0
F007BB | 1502000 | 3.5.2 | Vertical Transportation Equipment (VTE) | 12 | MO |  | 0
|  | 3.6 | Other Recurring Services Program
F007BC | 1502000 | 3.6.1 | Exhaust Hoods and Ducts | 12 | MO |  | 0
F007BD | 1502000 | 3.6.2 | HVAC Water Testing and Treatment Services | 12 | MO |  | 0
F007BE | 1502000 | 3.6.3 | Boiler Water Testing and Treatment Services | 12 | MO |  | 0
F007BF | 1502000 | 3.6.11 | Miscellaneous Equipment | 12 | MO |  | 0
F007BG | 1502000 | 3.6.16 | Lift Station Maintenance | 12 | MO |  | 0
| 1503010 |  | Custodial
F007BA | 1503010 | 3.1 | Scheduled Services | 12 | MO |  | 0
F007BB | 1503010 | 3.2 | MTF Other/Special Cleaning Services (DHA) | 12 | MO |  | 0
| 1503020 |  | Pest Control
F007BC | 1503020 | 3.1 | Scheduled Pest Control | 12 | MO |  | 0
F007BD | 1503020 | 3.3 | Pest Management Reporting | 12 | MO |  | 0
| 1503030 |  | Integrated Solid Waste Management
F007BE | 1503030 | 3.1 - 3.5 | Recurring Work | 12 | MO |  | 0
| 1503050 |  | Grounds Maintenance and Landscaping
F007BF | 1503050 | 3.1 | Improved Grounds | 12 | MO |  | 0
F007BG | 1503050 | 3.4 | Outdoor Waste Collection | 12 | MO |  | 0
|  |  | DHA SUBTOTAL: |  |  |  | 0
F008 |  |  | DeCA (Defense Commissary Agency)
| 1502000 |  | Facility Investment
|  | 3.1 | Emergency, Urgent, and Routine (E/U/R) Work
F008AA |  | 3.1.2 | Urgent | 12 | MO |  | 0
|  | 3.1 | Preventive Maintenance (PM) Program
F008AB | 1502000 | 3.3.3 | Vertical Transportation Equipment (VTE) | 12 | MO |  | 0
|  | 3.4 | Integrated Maintenance Program (IMP)
F008AC | 1502000 | 3.4.2 | Fire Protection Systems | 12 | MO |  | 0
|  | 3.5 | Inspection, Testing, and Certification Program
F008AD | 1502000 | 3.5.2 | Vertical Transportation Equipment (VTE) | 12 | MO |  | 0
|  | 3.6 | Other Recurring Services Program
F008AE | 1502000 | 3.6.13 | Oil-Water Separators and Grease Traps Maintenance | 12 | MO |  | 0
| 1503020 |  | Pest Control
F008AE | 1503020 | 3.1 | Scheduled Pest Control | 12 | MO |  | 0
F008AF | 1503020 | 3.2 | Pest Control Service Orders | 12 | MO |  | 0
F008AG | 1503020 | 3.3 | Pest Management Reporting | 12 | MO |  | 0
| 1503030 |  | Integrated Solid Waste Management
F008AH | 1503030 | 3.1 - 3.5 | Recurring Work | 12 | MO |  | 0
|  |  | DeCA SUBTOTAL: |  |  |  | 0
F009 |  |  | DCS (Defense Courier Service)
| 1502000 |  | Facility Investment
|  | 3.4 | Integrated Maintenance Program (IMP)
F009AA | 1502000 | 3.4.2 | Fire Protection Systems | 12 | MO |  | 0
|  |  | DCS SUBTOTAL: |  |  |  | 0
F010 |  |  | DoDEA (Department of Defense Education Activity)
| 1503030 |  | Integrated Solid Waste Management
F010AA | 1503030 | 3.1 - 3.5 | Recurring Work | 12 | MO |  | 0
|  |  | DoDEA SUBTOTAL: |  |  |  | 0
F011 |  |  | DLA DISTRIBUTION
| 1502000 |  | Facility Investment
|  | 3.1 | Emergency, Urgent, and Routine (E/U/R) Work
F011AA | 1502000 | 3.1.1 | Emergency | 12 | MO |  | 0
F011AB | 1502000 | 3.1.2 | Urgent | 12 | MO |  | 0
F011AC | 1502000 | 3.1.3 | Routine | 12 | MO |  | 0
|  | 3.1 | Preventive Maintenance (PM) Program
F011AD | 1502000 | 3.3.3 3.5.2 | Vertical Transportation Equipment (VTE) | 12 | MO |  | 0
F011AE | 1502000 | 3.3.15 | Aboveground (AST) and Underground (UST) Storage Tanks | 12 | MO |  | 0
|  | 3.4 | Integrated Maintenance Program (IMP)
F011AF | 1502000 | 3.4.2 | Fire Protection Systems | 12 | MO |  | 0
|  | 3.5 | Inspection, Testing, and Certification Program
F011AG | 1502000 | 3.5.2 | Vertical Transportation Equipment (VTE) | 12 | MO |  | 0
|  | 3.6 | Other Recurring Services Program
F011AH | 1502000 | 3.6.4 | Solar Panel Maintenance | 12 | MO |  | 0
F011AJ | 1502000 | 3.6.5 | Gutter and Roof Inspections | 12 | MO |  | 0
F011AK | 1502000 | 3.6.12 | Fall Protection Lifeline Systems Inspection and Certification | 12 | MO |  | 0
| 1503020 |  | Pest Control
F011AL | 1503020 | 3.1 | Scheduled Pest Control | 12 | MO |  | 0
F011AM | 1503020 | 3.2 | Pest Control Service Orders | 12 | MO |  | 0
F011AN | 1503020 | 3.3 | Pest Management Reporting | 12 | MO |  | 0
| 1503030 |  | Integrated Solid Waste Management
F011AP | 1503030 | 3.1 - 3.5 | Recurring Work | 12 | MO |  | 0
|  |  | DLA DISTRIBUTION SUBTOTAL: |  |  |  | 0
F012 |  |  | DLA DISPOSITION
| 1503010 |  | Custodial
F012AA | 1503010 | 3.1 | Scheduled Services | 12 | MO |  | 0
| 1503020 |  | Pest Control
F012AB | 1503020 | 3.1 | Scheduled Pest Control | 12 | MO |  | 0
F012AC | 1503020 | 3.2 | Pest Control Service Orders | 12 | MO |  | 0
F012AD | 1503020 | 3.3 | Pest Management Reporting | 12 | MO |  | 0
|  |  | DLA DISPOSITION SUBTOTAL: |  |  |  | 0
F013 |  |  | NAVSUP FUELS - DLA ENERGY FUNDED
| 1502000 |  | Facility Investment
|  | 3.1 | Emergency, Urgent, and Routine (E/U/R) Work
F013AA | 1502000 | 3.1.1 | Emergency | 12 | MO |  | 0
F013AB | 1502000 | 3.1.2 | Urgent | 12 | MO |  | 0
F013AC | 1502000 | 3.1.3 | Routine | 12 | MO |  | 0
|  | 3.1 | Preventive Maintenance (PM) Program
F013AD | 1502000 | 3.3.2 | Lightning Arrestors and Grounding Devices | 12 | MO |  | 0
F013AE | 1502000 | 3.3.09 15 | Aboveground (AST) and Underground (UST) Storage Tanks | 12 | MO |  | 0
F013AF | 1502000 | 3.3.12 18 | Drinking Fountains/Water Coolers | 12 | MO |  | 0
F013AF | 1502000 | 3.3.16 23 | POL Fuel Depot Facilities and Distribution Systems | 12 | MO |  | 0
F013AG | 1502000 | 3.3.17 24 | Aviation Fuel Support Systems | 12 | MO |  | 0
F013AH | 1502000 | 3.3.18 25 | Vehicle Fueling Station Systems | 12 | MO |  | 0
|  | 3.4 | Integrated Maintenance Program (IMP)
F013AI | 1502000 | 3.4.2 | Fire Protection Systems | 12 | MO |  | 0
|  | 3.6 | Other Recurring Services Program
F013AK | 1502000 | 3.6.5 | Gutter and Roof Inspections | 12 | MO |  | 0
F013AL | 1502000 | 3.6.13 | Oil-Water Separators and Grease Traps Maintenance | 12 | MO |  | 0
| 1503010 |  | Custodial
F013AM | 1503010 | 3.1 | Scheduled Services | 12 | MO |  | 0
|  |  | NAVSUP FUELS - DLA ENERGY FUNDED SUBTOTAL: |  |  |  | 0
F014 |  |  | FAMILY HOUSING
| 1401000 |  | Family Housing
F014AA | 1401000 | 3.1 | Family Housing (FH) Maintenance and Repairs
F014AB | 1401000 | 3.1.1.1 | Emergency | 12 | MO |  | 0
F014AC | 1401000 | 3.1.1.2 | Urgent | 12 | MO |  | 0
F014AD | 1401000 | 3.1.1.3 | Routine | 12 | MO |  | 0
F014AE | 1401000 | 3.1.2 | Scheduled Roof Cleaning | 12 | MO |  | 0
| 1502000 |  | Facility Investment
|  | 3.1 | Preventive Maintenance (PM) Program
F014AF | 1502000 | 3.3.21 | Irrigation System | 12 | MO |  | 0
|  | 3.4 | Integrated Maintenance Program (IMP)
F014AG | 1502000 | 3.4.1 | HVAC and Refrigeration Systems | 12 | MO |  | 0
F014AH | 1502000 | 3.4.3 | Boilers and UPVs | 12 | MO |  | 0
|  | 3.6 | Other Recurring Services Program
F014AJ | 1502000 | 3.6.2 | HVAC Water Testing and Treatment Services | 12 | MO |  | 0
F014AK | 1502000 | 3.6.4 | Solar Panel Maintenance | 12 | MO |  | 0
| 1503010 |  | Custodial
F014AL | 1503010 | 3.1 | Scheduled Services | 12 | MO |  | 0
| 1503020 |  | Pest Control
F014AM | 1503020 | 3.1 | Scheduled Pest Control | 12 | MO |  | 0
F014AN | 1503020 | 3.2 | Pest Control Service Orders | 12 | MO |  | 0
F014AN | 1503020 | 3.2.1 | Unscheduled Pest Control Services | 12 | MO |  | 0
F014AP | 1503020 | 3.3 | Pest Management Reporting | 12 | MO |  | 0
| 1503030 |  | Integrated Solid Waste Management
F014AQ | 1503030 | 3.1 - 3.5 | Recurring Work | 12 | MO |  | 0
| 1503050 |  | Grounds Maintenance and Landscaping
F014AR | 1503050 | 3.1 | Improved Grounds | 12 | MO |  | 0
| 1503060 |  | Pavement Clearance
F014AS | 1503060 | 3.1 | Improved Grounds | 12 | MO |  | 0
|  |  | HOUSING SUBTOTAL: |  |  |  | 0
F015 |  |  | UNACCOMPANIED HOUSING
| 1402000 | 3 | Recurring Work
F015AA | 1402000 | 3.1 | Unaccompanied Housing (UH) Maintenance and Repairs | 12 | MO |  | 0
F015AB | 1402000 | 3.2 | Change of Occupancy Maintenance (COM) Services
F015AB | 1402000 | 3.2 | COM - Small BQ Units | 150 | EA |  | 0
F015AC | 1402000 | 3.2 | COM - Common Areas BQ Units | 200 | EA |  | 0
F015AD | 1402000 | 3.2 | Complete Painting - Small BQ Units | 150 | EA |  | 0
F015AE | 1402000 | 3.2 | Complete Painting - Common Areas BQ Units | 200 | EA |  | 0
F015AF | 1402000 | 3.3 | Laundry Room Servicing | 12 | MO |  | 0
|  |  | UNACCOMPANIED HOUSING SUBTOTAL: |  |  |  | 0
F016 |  |  | GLOBAL HAWK
| 1502000 |  | Facility Investment
|  | 3.1 | Emergency, Urgent, and Routine (E/U/R) Work
F016AA | 1502000 | 3.1.1 | Emergency | 12 | MO |  | 0
F016AB | 1502000 | 3.1.2 | Urgent | 12 | MO |  | 0
F016AC | 1502000 | 3.1.3 | Routine | 12 | MO |  | 0
|  | 3.1 | Preventive Maintenance (PM) Program
F016AD | 1502000 | 3.3.1 | Interior and Exterior Lighting Systems | 12 | MO |  | 0
F016AE | 1502000 | 3.3.2 | Lightning Arrestors and Grounding Devices | 12 | MO |  | 0
F016AF | 1502000 | 3.3.4 | Compressed Air Systems | 12 | MO |  | 0
F016AG | 1502000 | 3.3.5 | Auxiliary Generators | 12 | MO |  | 0
F016AH | 1502000 | 3.3.6 | Uninterruptable Power Supply Systems (UPS) | 12 | MO |  | 0
F016AJ | 1502000 | 3.3.13 | Facility Electric Systems | 12 | MO |  | 0
F016AK | 1502000 | 3.3.15 | Aboveground (AST) and Underground (UST) Storage Tanks | 12 | MO |  | 0
F016AL | 1502000 | 3.3.16 | Overhead and Roll-Up Doors | 12 | MO |  | 0
F016AM | 1502000 | 3.3.17 | Hangar Door | 12 | MO |  | 0
F016AN | 1502000 | 3.3.18 | Drinking Fountains/Water Coolers | 12 | MO |  | 0
F016AP | 1502000 | 3.3.20 | Emergency Eyewash Station | 12 | MO |  | 0
F016AQ | 1502000 | 3.3.25 | Vehicle Arrestor System | 12 | MO |  | 0
F016AR | 1502000 | 3.3.26 | Flood Gate | 12 | MO |  | 0
| 1502000 | 3.4 | Integrated Maintenance Program (IMP)
F016AS | 1502000 | 3.4.1 | HVAC and Refrigeration Systems | 12 | MO |  | 0
F016AT | 1502000 | 3.4.2 | Fire Protection Systems | 12 | MO |  | 0
F016AU | 1502000 | 3.4.3 | Boilers and UPVs | 12 | MO |  | 0
|  | 3.5 | Inspection, Testing, and Certification Program
F016AV | 1502000 | 3.5.1 3.4.3 | Boilers and UPVs | 12 | MO |  | 0
Other Recurring Services Program
F016AW | 1502000 | 3.6.2 | HVAC Water Testing and Treatment Services | 12 | MO |  | 0
F016AX | 1502000 | 3.6.3 | Boiler Water Testing and Treatment Services | 12 | MO |  | 0
F016AY | 1502000 | 3.6.4 | Solar Panel Maintenance | 12 | MO |  | 0
F016AZ | 1502000 | 3.6.6 | Gutter Maintenance | 12 | MO |  | 0
F016BA | 1502000 | 3.6.14 15 | Fire Extinguisher Inspection and Maintenance | 12 | MO |  | 0
F016BB | 1502000 | 3.6.15 | Lift Station Maintenance | 12 | MO |  | 0
| 1503010 |  | Custodial
F016BC | 1503010 | 3.1 | Scheduled Services | 12 | MO |  | 0
| 1503020 |  | Pest Control
F016BD | 1503020 | 3.1 | Scheduled Pest Control | 12 | MO |  | 0
F016BE | 1503020 | 3.2 | Pest Control Service Orders | 12 | MO |  | 0
F016BF | 1503020 | 3.3 | Pest Management Reporting | 12 | MO |  | 0
| 1503030 |  | Integrated Solid Waste Management
F016BG | 1503030 | 3.1 - 3.5 | Recurring Work | 12 | MO |  | 0
|  |  | GLOBAL HAWK SUBTOTAL: |  |  |  | 0
F017 |  |  | NCIS
| 1502000 |  | Facility Investment
| 1502000 | 3.4 | Integrated Maintenance Program (IMP)
F017AA | 1502000 | 3.4.2 | Fire Protection Systems | 12 | MO |  | 0
| 1503010 |  | Custodial
F017AB | 1503010 | 3.1 | Scheduled Services | 12 | MO |  | 0
|  |  | NCIS SUBTOTAL: |  |  |  | 0
F018 |  |  | NAVY LODGE
| 1502000 |  | Facility Investment
|  | 3.1 | Emergency, Urgent, and Routine (E/U/R) Work
F018AA | 1502000 | 3.1.1 | Emergency | 12 | MO |  | 0
F018AB | 1502000 | 3.1.2 | Urgent | 12 | MO |  | 0
F018AC | 1502000 | 3.1.3 | Routine | 12 | MO |  | 0
| 1502000 | 3.4 | Integrated Maintenance Program (IMP)
F018AD | 1502000 | 3.4.2 | Fire Protection Systems | 12 | MO |  | 0
|  |  | NAVY LODGE SUBTOTAL: |  |  |  | 0
F019 |  |  | NGIS
| 1502000 |  | Facility Investment
|  | 3.1 | Emergency, Urgent, and Routine (E/U/R) Work
F019AA | 1502000 | 3.1.1 | Emergency | 12 | MO |  | 0
F019AB | 1502000 | 3.1.2 | Urgent | 12 | MO |  | 0
F019AC | 1502000 | 3.1.3 | Routine | 12 | MO |  | 0
| 1503010 |  | Custodial
F019AD | 1503010 | 3.1 | Scheduled Services | 12 | MO |  | 0
| 1503030 |  | Integrated Solid Waste Management
F019AE | 1503030 | 3.1 - 3.5 | Recurring Work | 12 | MO |  | 0
| 1503050 |  | Ground Maintenance and Landscaping
F019AF | 1503050 | 3.4 | Outdoor Waste Collection | 12 | MO |  | 0
|  |  | NGIS SUBTOTAL: |  |  |  | 0
F020 |  |  | SPACE FORCE
| 1502000 |  | Facility Investment
|  | 3.1 | Emergency, Urgent, and Routine (E/U/R) Work
F020AA | 1502000 | 3.1.1 | Emergency | 12 | MO |  | 0
F020AB | 1502000 | 3.1.2 | Urgent | 12 | MO |  | 0
F020AC | 1502000 | 3.1.3 | Routine | 12 | MO |  | 0
|  | 3.1 | Preventive Maintenance (PM) Program
F020AD | 1502000 | 3.3.5 | Auxiliary Generators | 12 | MO |  | 0
F020AE | 1502000 | 3.3.13 | Facility Electric Systems | 12 | MO |  | 0
F020AF | 1502000 | 3.3.18 | Drinking Fountains/Water Coolers | 12 | MO |  | 0
| 1502000 | 3.4 | Integrated Maintenance Program (IMP)
F020AG | 1502000 | 3.4.1 | HVAC and Refrigeration Systems | 12 | MO |  | 0
F020AH | 1502000 | 3.4.2 | Fire Protection Systems | 12 | MO |  | 0
F020AJ | 1502000 | 3.4.3 | Boilers and UPVs | 12 | MO |  | 0
Other Recurring Services Program
F020AK | 1502000 | 3.6.2 | HVAC Water Testing and Treatment Services | 12 | MO |  | 0
F020AL | 1502000 | 3.6.4 | Solar Panel Maintenance | 12 | MO |  | 0
| 1503010 |  | Custodial
F020AM | 1503010 | 3.1 | Scheduled Services | 12 | MO |  | 0
| 1503020 |  | Pest Control
F020AN | 1503020 | 3.1 | Scheduled Pest Control | 12 | MO |  | 0
F020AP | 1503020 | 3.2 | Pest Control Service Orders | 12 | MO |  | 0
F020AQ | 1503020 | 3.3 | Pest Management Reporting | 12 | MO |  | 0
| 1503030 |  | Integrated Solid Waste Management
F020AR | 1503030 | 3.1 - 3.5 | Recurring Work | 12 | MO |  | 0
|  |  | SPACE FORCE SUBTOTAL: |  |  |  | 0
F021 |  |  | DLA ENERGY
| 1503010 |  | Custodial
F021AA | 1503010 | 3.1 | Scheduled Services | 12 | MO |  | 0
| 1503020 |  | Pest Control
F021AB | 1503020 | 3.1 | Scheduled Pest Control | 12 | MO |  | 0
F021AC | 1503020 | 3.3 | Pest Management Reporting | 12 | MO |  | 0
|  |  | DLA ENERGY SUBTOTAL: |  |  |  | 0
F022 |  |  | MWR (Morale, Welfare, and Recreation)
| 1502000 |  | Facility Investment
|  | 3.6 | Other Recurring Services Program
F022AE | 1502000 | 3.6.1 | Exhaust Hoods and Ducts | 12 | MO |  | 0
F022AG | 1502000 | 3.6.13 | Oil-Water Separators and Grease Traps Maintenance | 12 | MO |  | 0
|  |  | MWR SUBTOTAL: |  |  |  | 0
F023 |  |  | NEXCOM (Navy Exchange)
| 1502000 |  | Facility Investment
|  | 3.6 | Other Recurring Services Program
F023AA | 1502000 | 3.6.1 | Exhaust Hoods and Ducts | 12 | MO |  | 0
|  |  | NEXCOM SUBTOTAL: |  |  |  | 0
TOTAL FOR LINE ITEM 0011 - 5TH OPTION YEAR - RECURRING WORK (ELINs F001 THROUGH F023 21) | [6 empty] | 0
SECTION J
EXHIBIT A
Unit Price Per Linear Foot to Provide Red Wood or Cedar Fence Including Dog Ear Fence Boards, Posts, Rails, Braces and all Hardware.
Fence Board Height of 6'
Unit Price Per Linear Foot to Provide Reconditioning and Maintenance Service for Barbwire Fence.
Unit Price Per Linear Foot to Provide Red Wood or Cedar Fence Including Dog Ear Fence Boards, Posts, Rails, Braces and all Hardware.
Fence Board Height of 6'
Unit Price Per Linear Foot to Provide Reconditioning and Maintenance Service for Ornamental Steel Fence.
Unit Price Per Linear Foot to Provide Red Wood or Cedar Fence Including Dog Ear Fence Boards, Posts, Rails, Braces and all Hardware.
Fence Board Height of 6'
Unit Price Per Linear Foot to Provide Reconditioning and Maintenance Service for Wood Fence.
PROVIDE A UNIT PRICE FOR THE REMOVAL AND DISPOSAL OF FENCE COMPLETE, FENCE POSTS, BARBWIRE, BARBED TAPE.
IN ACCORDANCE WITH SECTION C, C.10.1.l
ELIN A001EW through A001FI
Unit Price Per Linear Foot to Provide Red Wood or Cedar Fence Including Dog Ear Fence Boards, Posts, Rails, Braces and all Hardware.
Fence Board Height of 6'
Unit Price Per Linear Foot to Provide Removal Service for Chain link Fence.
Including Fabric, Posts, Gates, Rails, Tension Wire, Barbwire/Barbed Tape.
Unit Price Per Linear Foot to Provide Red Wood or Cedar Fence Including Dog Ear Fence Boards, Posts, Rails, Braces and all Hardware.
Fence Board Height of 6'
Unit Price Per Linear Foot to Provide Removal Service for Chain link Fence Gates including tracks (not posts).
Unit Price Per Linear Foot to Provide Red Wood or Cedar Fence Including Dog Ear Fence Boards, Posts, Rails, Braces and all Hardware.
Fence Board Height of 6'
Unit Price Per Linear Foot to Provide Removal Service for Ornamental Steel Fence. Including Posts and Gates
Unit Price Per Linear Foot to Provide Red Wood or Cedar Fence Including Dog Ear Fence Boards, Posts, Rails, Braces and all Hardware.
Fence Board Height of 6'
Unit Price Per Linear Foot to Provide Removal Service for Wood Fence. Including Posts and Gates.
Unit Price Per Linear Foot to Provide Red Wood or Cedar Fence Including Dog Ear Fence Boards, Posts, Rails, Braces and all Hardware.
Fence Board Height of 6'
Unit Price Per Linear Foot to Provide Removal Service for Barbwire Fence. Including Posts and all wire.
Unit Price Per Linear Foot to Provide Red Wood or Cedar Fence Including Dog Ear Fence Boards, Posts, Rails, Braces and all Hardware.
Fence Board Height of 6'
Unit Price Each to Provide Removal Service for Fence Posts. Including Posts Footing with Braces and Supports as Required.
Unit Price Per Linear Foot to Provide Red Wood or Cedar Fence Including Dog Ear Fence Boards, Posts, Rails, Braces and all Hardware.
Fence Board Height of 6'
Unit Price Each to Provide Removal Service for Fence Posts. Post Cut-off Flush.
Unit Price Per Linear Foot to Provide Red Wood or Cedar Fence Including Dog Ear Fence Boards, Posts, Rails, Braces and all Hardware.
Fence Board Height of 6'
Unit Price Each to Provide Removal Service for Fence Posts. Driven Post.
Unit Price Per Linear Foot to Provide Red Wood or Cedar Fence Including Dog Ear Fence Boards, Posts, Rails, Braces and all Hardware.
Fence Board Height of 6'
Unit Price Each to Provide Removal Service for Fence Posts. Including Posts Footing with Braces and Supports as Required.
Posts Set in Concrete/Asphalt.
Unit Price Per Linear Foot to Provide Red Wood or Cedar Fence Including Dog Ear Fence Boards, Posts, Rails, Braces and all Hardware.
Fence Board Height of 6'
Unit Price Per Square Foot to Patch and Refinish Concrete or Asphalt Surface.
Surface Depth to Match Surrounding.
Unit Price Each to Remove and Dispose of or Save and Store (for reuse) Barbwire Single Arm Support.
Unit Price Each to remove and Dispose of or Save and Store (for reuse) Barbwire Double (V) Arm Support.
Lump Sum Price for the recycling of removed materials. Based on a Percentage Added to Removal Item Ordered
SECTION J
EXHIBIT A
Lump Sum Price for the Recycling of Removed Materials. Based on a Percentage Added to Removal Item Ordered, ELIN A001EK to A001EW. Figured on a Quantity of 1,000. The Quantity Provided is for Establishing the Percentage Rate Only.
PROVIDE A UNIT PRICE TO PERFORM EXPEDITED SERVICES.
IN ACCORDANCE WITH SECTION C, C.10.2
ELIN A001FJ
Lump Sum Price for Expedited Maintenance and Repair Services. Based on a Percentage Added to Task Order Total. Figured on a Quantity of 1,000. The Quantity Provided is for Establishing the Percentage Rate Only.
SECTION J
EXHIBIT A
SECTION J
EXHIBIT A
PROVIDE A UNIT PRICE FOR THE RENTAL OF TEMPORARY CHAIN LINK FENCE.
IN ACCORDANCE WITH SECTION C, C.10.3
ELIN A001FK THROUGH A001FP
Unit Price Per Linear Foot to Provide Red Wood or Cedar Fence Including Dog Ear Fence Boards, Posts, Rails, Braces and all Hardware.
Fence Board Height of 6'
Unit Price Per Linear Foot to Provide Temporary Chain link Fence.
6' Fence Height
Driven Posts
Unit Price Per Linear Foot to Provide Red Wood or Cedar Fence Including Dog Ear Fence Boards, Posts, Rails, Braces and all Hardware.
Fence Board Height of 6'
Unit Price Per Linear Foot to Provide Temporary Chain link Fence.
12' Panel, 6' Height
Driven Posts
Unit Price Per Linear Foot to Provide Red Wood or Cedar Fence Including Dog Ear Fence Boards, Posts, Rails, Braces and all Hardware.
Fence Board Height of 6'
Unit Price Per Linear Foot to Provide Temporary Chain link Fence.
12' Panel, 6' Height, Free-Standing
Unit Price Per Linear Foot to Provide Red Wood or Cedar Fence Including Dog Ear Fence Boards, Posts, Rails, Braces and all Hardware.
Fence Board Height of 6'
Unit Price Per Linear Foot to Provide Red Wood or Cedar Fence Including Dog Ear Fence Boards, Posts, Rails, Braces and all Hardware.
Fence Board Height of 6'
Unit Price Per Linear Foot to Provide Temporary Chain link Fence.
Driven Posts
With Barbwire, 7' Fence Height
Unit Price Per Linear Foot to Provide Red Wood or Cedar Fence Including Dog Ear Fence Boards, Posts, Rails, Braces and all Hardware.
Fence Board Height of 6'
Unit Price Per Linear Foot to Provide Temporary Chain link Fence.
12' Panel, With Barbwire, 7' Height
Driven Posts
Unit Price Per Linear Foot to Provide Red Wood or Cedar Fence Including Dog Ear Fence Boards, Posts, Rails, Braces and all Hardware.
Fence Board Height of 6'
Unit Price Per Linear Foot to Provide Temporary Chain link Fence.
12' Panel, With Barbwire, 7' Height,
Free-Standing

## CLIN 012 - 5th OP - NRW
ATTACHMENT J-0200000-12 XX
EXHIBIT LINE ITEM NUMBERS
SOLICITATION/CONTRACT # N62470-25-R-0020 XX-R-00XX
EXHIBIT F A - FIFTH OPTION BASE PERIOD - NON-RECURRING WORK
CLIN 0012
Non-Recurring Work Price - 5th Option Period
PROVIDE PRICES TO PERFORM NON-RECURRING WORK - IN ACCORDANCE WITH SECTION C, SPEC ITEM 4, AND TO PRICE ADDITIONS AND DELITIONS TO THE RECURRING WORK REQUIREMENTS - IN ACCORDANCE WITH ANNEX 0200000, SPEC ITEM 2.14.1, RECURRING WORK PREPARATION OF PROPOSAL
ELINs F700 THROUGH F1032
ELIN | Annex/Sub-Annex | Short Description | Long Description | Unit Price (USD) | Unit of Issue | Estimated Quantities | Extended Price (USD)
UNIT PRICED TASK (UPT) WORK
| 200000 |  | Management and Administration
F700 |  | Naval Hospital Disaster Exercise Staff Support Requirements | Provide labor, management, supervision, tools, material and equipment to provide onsite labor at Building 273, NAS I, to support Naval Hospital disaster exercises within response and completion times specified in J-0200000-10, Naval Hospital Disaster Exercise Support Requirements (Non-Recurring/IDIQ), Section J. Respond within 1 working day or as specified in the orders. |  | EA | 5 | 0
F701-F705 | Reserved
| 1401000 |  | Family Housing
F706 |  | FH Change of Occupancy Maintenance (COM) | Provide labor, management, supervision, tools, material and equipment to perform Change of Occupancy Maintenance including all requirements per J-1401000-07 Performance Objectives and Standards, J-1401000-08 Change of Occupancy Maintenance Notice of Vacancy and Work Completion, J-1401000-09 FH Change of Occupancy Maintenance Checklist, and J-1401000-10 Listing of FH Change of Occupancy Maintenance Tasks, Section J, at the ordered location. Complete all work within 3 working days or as specified in the order. |  | EA | 4 | 0
F707 |  | FH Bathtub Replacement | Provide labor, management, supervision, tools, material and equipment to replace a bathtub with a new commercial grade fixture including removal of existing tub and installation of new shower valves and caulking at the ordered location. Where appropriate, single handle control valves shall be used. Complete all work within 3 working days during COM or as specified in the order. |  | EA | 4 | 0
F708 |  | FH Bathtub Liner Replacement | Provide labor, management, supervision, tools, material and equipment to replace a bathtub liner with a new commercial grade to match existing tub color including removal of existing liner and caulking of joints at the ordered location. Finished product shall be free of voids, loose spots, and cover tub from edge to edge and floor. Complete all work within 3 working days during COM or as specified in the order. |  | EA | 4 | 0
F709 |  | FH Bathtub and Shower Control Valves Replacement | Provide labor, management, supervision, tools, material and equipment to replace bathtub and shower control valves having new commercial grade bright chrome finish to match existing including removal of existing valves and caulking of joints at the ordered location. Complete all work within 3 working days during COM or as specified in the order. |  | EA | 8 | 0
F710 |  | FH Kitchen Sink Replacement | Provide labor, management, supervision, tools, material and equipment to replace a kitchen sink with new sink to match existing to include removal of existing sink, single chrome finish control high spout kitchen faucet with spray arm, continuous waste drain and p-trap at the ordered location. Completed installation shall be free of leaks and present a finished appearance. Complete all work within 3 working days during COM or as specified in the order. |  | EA | 4 | 0
F711 |  | FH Countertop Replacement | Provide labor, management, supervision, tools, material and equipment to replace a countertop to include removal of existing top, removal and reinstallation of sink, and installation of new granite top as specified, sealing/grouting of joints per manufacturer's recommendations, 10 centimeter back splash, and drip edge at the ordered location. Complete all work within 3 working days during COM or as specified in the order. |  | EA | 4 | 0
F712 |  | FH Cabinet Doors Replacement | Provide labor, management, supervision, tools, material and equipment to replace cabinet doors with new doors to match existing door style, materials and finish to include removal of existing doors, new hinges, latch and handle hardware at the specified location. Complete all work within 3 working days during COM or as specified in the order. |  | EA | 4 | 0
F713 |  | FH Exhaust Hood Replacement | Provide labor, management, supervision, tools, material and equipment to replace a range exhaust hood with new hood to match existing to include removal of existing hood at the ordered location. New hood shall be complete with removable washable filtering element, 3 speed fan, and 2 level light. Complete all work within 3 working days during COM or as specified in the order. |  | EA | 4 | 0
F714 |  | FH Screen Door Replacement | Provide labor, management, supervision, tools, material and equipment to replace an exterior screen door with new aluminum security type door (approx. 210 x 85 centimeters) to match existing opening to include removal of existing door, new deadbolt locking system and minimum of 2 sets of keys at the ordered location. Complete all work within 3 working days during COM or as specified in the order. |  | EA | 4 | 0
F715 |  | FH Door Replacement (Exterior and Interior) | Provide labor, management, supervision, tools, material and equipment to replace an exterior or interior door with new door to match existing style, wood species and finish to include removal of existing door, touchup of scratches and nicks in adjoining frame, and reinstallation of existing hardware where unrepairable at the ordered location. Exterior doors shall be solid core (not core filled) and replaced the same day work is started. Metal exterior doors shall meet the industrial standards requirements for thermos insulated pre-factory finished exterior doors and frames. Doors shall be plumbed and planed (to include appropriate bevel) to provide a minimum 3 millimeter finished clearance between door and adjoining head and jambs, and trimmed to provide adequate clearance above the floor. Complete all work within 3 working days during COM or as specified in the order. |  | EA | 10 | 0
F716 |  | FH Ceramic Tile Replacement | Provide labor, management, supervision, tools, material and equipment to replace ceramic tile with new tile to match existing on floors, walls, and window stools where broken, missing, cracked or discolored to include removal of existing tiles and grouting of new tiles at the ordered location. Marble saddles shall be replaced where damaged. Floor tiles shall be grouted as required to provide a waterproof seal. Where exact match is no longer available, remove and replace nondefective tiles to create a pattern to minimize visual effect of the style/color mismatch. Complete all work within 3 working days during COM or as specified in the order. |  | SM | 300 | 0
F717 |  | FH Terrazzo Tile Replacement | Provide labor, management, supervision, tools, material and equipment to replace terrazzo tile with new tile to match existing where broken, missing, cracked, spalled or discolored to include removal of defective tiles and grouting of new tiles at the ordered location. Floor tiles shall be regrouted as required to provide a waterproof seal. Where exact match is no longer available, remove and replace nondefective tiles to create a pattern to minimize visual effect of the style/color mismatch. Complete all work within 3 working days during COM or as specified in the order. |  | SM | 300 | 0
F718-F729 | Reserved
| 1402000 |  | Unaccompanied Housing
F730 |  | Bachelor Quarters Small Unit COM (Single Bedroom) | Provide labor, management, supervision, tools, material and equipment to perform complete Change of Occupancy Maintenance in a small BQ unit including all requirements per J-1402000-04 Change of Occupancy Maintenance Objectives and Standards and J-1402000-05 Listing of Change of Occupancy Maintenance Tasks in Section J at the ordered location. Complete all work within 2 working days during COM or as specified in the order. |  | EA | 50 | 0
F731 |  | Bachelor Quarters Common Area COM (Kitchette/Bathroom) | Provide labor, management, supervision, tools, material and equipment to perform complete Change of Occupancy Maintenance in a BQ unit common area including all requirements per J-1402000-04 Change of Occupancy Maintenance Objectives and Standards and J-1402000-05 Listing of Change of Occupancy Maintenance Tasks in Section J at the ordered location. Complete all work within 2 working days during COM or as specified in the order. |  | EA | 40 | 0
F732 |  | Bachelor Quarters Small Unit Painting (Single Bedroom) | Provide labor, management, supervision, tools, material and equipment to perform complete painting of a BQ small unit at the designated location. Complete all work within 2 working days during COM or as specified in the order. |  | EA | 50 | 0
F733 |  | Bachelor Quarters Common Area Painting (Kitchette/Bathroom) | Provide labor, management, supervision, tools, material and equipment to perform complete painting of a BQ common area including labor and materials at the designated location. Complete all work within 2 working days during COM or as specified in the order. |  | EA | 40 | 0
F734-F749 | Reserved
| 1502000 |  | Facility Investment
F750 |  | Roof Surface Cleaning | Provide labor, management, supervision, tools, material and equipment to clean entire surfaces of a facility roof including strainer(s) at the designated location. Complete all work within 3 working days or as specified in the order. |  | SM | 3000 | 0
F751 |  | Multi-story Roof Gutter Cleaning | Provide labor, management, supervision, tools, material and equipment to clean all roof gutters on a multi-story facility roof including downspouts and any underground drainage systems at the designated location(s). Work includes realigning and resecuring of gutters and downspouts where loose, sealing where leaking, and repair or replacement where damaged or missing. Complete all work within 3 working days or as specified in the order. |  | MR | 3000 | 0
F752 |  | Interior Painting | Provide labor, management, supervision, tools, material and equipment to paint interior surfaces of facilities using washable interior latex paint having a flat, semi-gloss or gloss finish and color as specified in the task order. Work includes surface preparation, priming and application of 2 finish coats of paint. All products shall be lead-free, odorless, nontoxic, and compatible with surfaces where being used. Complete all work within 3 working days or as specified in the order. |  | SM | 2000 | 0
F753 |  | Exterior Painting | Provide labor, management, supervision, tools, material and equipment to paint exterior surfaces of facilities using acrylic resin exterior type paint with and without quartz having a flat, semi-gloss or gloss finish and color as specified in the task order. Work includes surface preparation, priming and application of 2 roller applied finish coats of paint. All products shall be lead-free, odorless, nontoxic, and compatible with surfaces where being used. Complete all work within 3 working days or as specified in the order. |  | SM | 2000 | 0
F754 |  | Septic Tank Sludge Removal | Provide labor, management, supervision, tools, material and equipment to remove, weight and dispose of sludge from septic tanks at the designated location(s). Work includes pumping, removal of sludge, disposal of sludge and all transportation and disposal costs. Minimum quantity 500Kg. Sewage pipe cleaning not included. Complete all work within 3 working days or as specified in the order. |  | KG | 19500 | 0
F755 |  | Magnetic Key Card Locking Mechanism Replacement | Provide labor, management, supervision, tools, material and equipment to replace magnetic key card locksets in doors per technical specification 1502000, Section C. Complete all work within 1 working days or as specified in the order. |  | EA | 10 | 0
F756 |  | Portable Toilet Cabin | Provide labor, management, supervision, tools, material and equipment required to provide, deliver, clean and service portable toilet cabin(s) to specified location(s). Unit price per day/per toilet. General characteristics of the toilet cabins shall be as follows: Chemical operating WC; Thermosetting plastic composition white walls; Anti-skid plastic composition footboard; Sling hook for crane; Air grids and locks; Male/female external selector; Soap and toilet paper dispensers; Cleaning brush; Pedal flush; Pedal sink faucet; Mirror, Anti-vandalism door. Autonomy: approx. 250 uses. The Contractor shall clean and service portable toilet cabin(s) once per day as specified in the order to ensure all surfaces are cleaned, disinfected and deodorized, supplies are restocked, waste is removed and disposed of, and chemical are provided. The Contractor shall dispose of waste resulting from the use of portable toilet cabin(s) in accordance with all applicable Italian regulations. Portable toilet cabin(s) shall be removed within 1 working day past requirement termination. Delivery shall be completed within 2 calendar days or as specified in the order. Cost is based on a minimum 3 calendar days per unit (unit cost shall be per calendar day). |  | EA | 25 | 0
F757 |  | Bathroom Fixtures Replacement - Soap Dispenser | Provide labor, management, supervision, tools, material and equipment to supply and install new stainless steel soap dispenser. Provide customer with standard pre-approved fixture cut-sheets prior to installation for review. Complete all work within 3 working days or as specified in the order. |  | EA | 38 | 0
F758 |  | Bathroom Fixtures Replacement - Paper Towel Dispenser | Provide labor, management, supervision, tools, material and equipment to supply and install new stainless steel paper towel dispenser. Provide customer with standard pre-approved fixture cut-sheets prior to installation for review. Complete all work within 3 working days or as specified in the order. |  | EA | 38 | 0
F759 |  | Bathroom Fixtures Replacement - Toilet Paper Dispenser | Provide labor, management, supervision, tools, material and equipment to supply and install new stainless steel toilet paper dispenser. Provide customer with standard pre-approved fixture cut-sheets prior to installation for review. Complete all work within 3 working days or as specified in the order. |  | EA | 38 | 0
F760 |  | Leak Detection Services | Provide labor, management, supervision, tools, material and equipment to perform acoustic or other types of testing to find leaks and other subsurface utilities up to 100 linear meters. Contractor shall submit results of testing in duplicate hard copy format consistent with accepted standards and practices indicating locations o potential leaks. Complete all work within 2 working days or as specified in the order. |  | EA | 14 | 0
F761 |  | Video Inspection | Provide labor, management, supervision, tools, material and equipment required to perform video inspection of pipes and other confined spaces with video equipment up to 100 linear meters. Provide inspections results on DVD for government review and approval in duplicate prior to finalizing payment. Complete all work within 2 working days or as specified in the order. |  | EA | 14 | 0
F762 |  | Manlift Rental with Operator | Provide labor, management, supervision, tools, material and equipment required to rent manlift including operator per day. Manlift boom length shall be up to 35 meters. Contractor shall submit site-specific fall protection plan and provide daily safety and operational brief for personnel. This item is restricted to Public Works Department ordering. Complete all work within 2 working days or as specified in the order. |  | DA | 35 | 0
F763 |  | Hangar High Bay LED Lighting Fixture Replacement | Provide labor, management, supervision, tools, material and equipemnt required to replace 10-15 meters high hangar lighting. This requirment includes the use of appropriate equipment like scissor lift, scaffolding, or bucket truck (must be able to reach between 10 and 15 meters high depending on the hangar location). The Contractor shall follow all safety procedures for working at heights, such as using harnesses and ensuring proper fall protection is in place. Lights are up to 2500lumen, 400W each (230V/110V depending on the location). The Contractor shall replace entire lighting fixtures IAW manufacturers’ recommended procedures and OEM standards. Complete all work within 2 working days or as specified in the order. |  | EA | 50 | 0
F764 |  | Roads and Parking Lots Maintenance - Asphalt | Provide labor, management, supervision, tools, material and equipemnt required to road and parking lots maintenance and reparis, to include repair of of potholes on asphal roads. Tasks include but are not limited to: i. Preparation: a. - Identify and Mark: Locate the pothole and mark the area to be repaired, usually extending slightly beyond the damaged area. b. Remove Debris: - Clear the pothole of loose material, water, and any debris that might hinder the repair. c. Cut and Excavate: If necessary, cut the edges of the pothole to create a square or rectangular shape and remove damaged pavement to reach a stable base. d. Trim and Compact Base: Ensure the base of the pothole is trimmed and compacted for proper support. ii. Application: a. Tack Coat: Apply a bonding agent (tack coat) to the edges of the excavation to ensure a strong bond between the existing pavement and the new patching material. b. Fill with Patching Material: Backfill the pothole with appropriate patching material, which could be hot mix asphalt or a heated cold mix. iii. Compaction: Compact the patching material thoroughly using a roller, plate compactor, or other suitable equipment. iv. Finishing: a. Seal Joints: Seal the edges of the patch to prevent water infiltration. b. Clean Up: Remove any excess material or debris from the repaired area. c. Restriping: Where needed, restripe horizontal markings (road limits, stop signs and/or pedestrian crossing lines and similar). Complete all work within 5 working days or as specified in the order. |  | SM | 1500 | 0
F765 |  | Roads and Parking Lots Maintenance | Provide labor, management, supervision, tools, material and equipemnt required to road and parking lots maintenance and reparis, to include repair of of potholes, bumps and erosion on dirt road. Tasks include but are not limited to: i. Grading: Level the road surface, removing ruts and wash boarding, and reshaping the road crown ii. Pothole Patching: Backfill potholes with approved material for the area involved iii Drainage Maintenance: Clearing ditches and culverts to ensure water can flow freely away from the road surface iv. Shoulder Maintenance: Provide a stable edge to the road and ensure proper drainage Complete all work within 5 working days or as specified in the order. |  | SM | 2500 | 0
F766 |  | Pressure Washing Service - Dirt Road | Provide labor, management, supervision, tools, materials, and equipment required to perform pressure washing of asphalt and concrete roads, parking areas, sidewalks, exterior stairs, and exterior walls at designated locations. This includes the removal of debris, dirt, grime, oil, grease, moss, algae, mildew, and other surface contaminants. Surfaces shall be pre-treated as necessary to ensure effective cleaning while preventing damage." This may require work after normal working hours to prevent disruption to operations. Complete all work within 3 working days or as specified in the order. |  | SM | 2000 | 0
F767-F779 | Reserved
| 1503010 |  | Custodial
F780 |  | Vacuum Carpets and Rugs | Provide labor, management, supervision, tools, material, and equipment required to vacuum carpets and rugs to ensure they are clean. Complete all work within 3 working days or as specified in the order. |  | SM | 500 | 0
F781 |  | Carpet and Rug Deep Cleaning | Provide labor, management, supervision, tools, material, and equipment required to carpet and rug deep cleaning. The Contractor shall deep clean carpets and rugs to ensure that floors are clean and sightly. Acceptable methods for deep cleaning include shampooing, chemical extraction, steam cleaning, and other similar deep cleaning processes. Complete all work within 3 working days or as specified in the order. |  | SM | 500 | 0
F782 |  | Machine Scrub Floors | Provide labor, management, supervision, tools, material, and equipment required to machine scrub floors. Floor surfaces, including joints and corners, are clean and sightly, without embedded dirt, cleaning solution, film debris, stains, marks, wads of gum, tar and similar substances. Complete all work within 3 working days or as specified in the order. |  | SM | 1000 | 0
F783 |  | Damp Mop Floors | Provide labor, management, supervision, tools, material, and equipment required to damp mop floors. Kitchen and restroom floors shall be sanitized. This service includes the floors to be swept prior to wet-mopping. Complete all work within 3 working days or as specified in the order. |  | SM | 1000 | 0
F784 |  | Low Area Cleaning | Provide labor, management, supervision, tools, material, and equipment required to clean low areas. All dust and debris shall be removed. Low area cleaning includes all furniture and fixtures (e.g., doors, partitions, radiators, equipment, hand railings in stairways, grills, ledges, sills, walls, doors, light fixtures, chalk and dry boards and trays, miscellaneous hardware and bright metal work, and similar dust catching surfaces) to a maximum height of 2.1 meters above floor level. Complete all work within 3 working days or as specified in the order. |  | SM | 1000 | 0
F785 |  | High Area Cleaning | Provide labor, management, supervision, tools, material, and equipment required to clean high areas. High area cleaning includes all areas that are vertical and horizontal above 2.1 meters and can exceed 4 meters from floor level. Cleaning may be performed with extension tools or step ladders. All dust and debris shall be removed. Surfaces below the work shall be protected from dust and debris. Complete all work within 3 working days or as specified in the order. |  | SM | 1000 | 0
F786 |  | Interior Window Cleaning | Provide labor, management, supervision, tools, material, and equipment required to clean interior window surfaces and adjacent areas to ensure that surfaces are clean. The Contractor's cleaning techniques and products shall protect the integrity of the glass surface and finish and adjacent areas. Complete all work within 3 working days or as specified in the order. |  | SM | 1000 | 0
F787 |  | Exterior Ground Floor Window Cleaning | Provide labor, management, supervision, tools, material, and equipment required to clean exterior window surfaces and adjacent areas to ensure that surfaces are clean. The Contractor's cleaning techniques and products shall protect the integrity of the glass surface and finish and adjacent areas. Complete all work within 3 working days or as specified in the order. |  | SM | 500 | 0
F788 |  | Exterior Elevated Floor Window Cleaning | Provide labor, management, supervision, tools, material, and equipment required to clean exterior window surfaces above ground floors and adjacent areas to ensure that surfaces are clean. The Contractor's cleaning techniques and products shall protect the integrity of the glass surface and finish and adjacent areas. Complete all work within 3 working days or as specified in the order. |  | SM | 500 | 0
F789 |  | Window Blinds Cleaning | Provide labor, management, supervision, tools, material, and equipment required to remove, clean, and rehang window blinds. Complete all work within 3 working days or as specified in the order. |  | SM | 500 | 0
F790 |  | Glass Surface Cleaning | Provide labor, management, supervision, tools, material, and equipment required to clean glass surfaces. The Contract shall ensure that glass surfaces are sightly and free of all dirt and provide a clear, streak-, smudge- and mark-free appearance regardless of height. Glass surfaces include but are not limited to interior doors, (including associated transoms and sidelights). Complete all work within 3 working days or as specified in the order. |  | SM | 250 | 0
F791 |  | Restroom Cleaning and Servicing | Provide labor, management, supervision, tools, material, and equipment required to clean and servicing restrooms. All restroom surfaces are cleaned, sanitized and deodorized. Restroom supplies are completely restocked and all dispensers are in working condition. After work is completed, restrooms are clean, sanitary and sightly. Complete all work within 1 working days or as specified in the order. |  | SM | 500 | 0
F792 |  | Perimeter Area Cleaning | Provide labor, management, supervision, tools, material, and equipment required to debris removal. The Contractor shall police the area and remove all trash and debris. Area shall be free of all trash and debris and waste containers shall be emptied. This service may be ordered for the interior or exterior of buildings. Complete all work within 3 working days or as specified in the order. |  | SM | 1000 | 0
F793 |  | Stripping and Refinishing | Provide labor, management, supervision, tools, material, and equipment required to stripping and refinishing floors at designated location(s). Complete all work within 3 working days or as specified in the order. |  | SM | 3000 | 0
F794 |  | Cigarette Urn Cleaning | Provide labor, management, supervision, tools, material, and equipment required to remove and disposal of cigarettes waste, clean urn and refill with sand as required. Complete all work within 1 working days or as specified in the order. |  | EA | 100 | 0
F795 |  | Shower Revitalization | Provide labor, management, supervision, tools, material, and equipment required to deep clean floor and wall tiles and showers, clean caulk, re-grout and seal to restore wall and floor surfaces. It includes replacing shower liners and rings. Complete all work within 1 working days or as specified in the order. |  | EA | 50 | 0
F796 |  | Additional Custodial Services | Provide labor, management, supervision, tools, material and equipment to custodial services. Custodial work includes but is not limited to: emptying waste containers, low dusting, water fountains cleaning, sweeping/dust mopping, vacuum carpets and rugs, walk-off mats cleaning, damp mopping, restroom cleaning and restocking. Work shall be started within 2 hours after notification and may continue beyond government regular working hours with no price adjustments. Complete all work within 2 working days or as specified in the order. |  | HR | 240 | 0
F797 |  | Recreation Area / Furniture / Equipment Cleaning | Provide labor, management, supervision, tools, material, and equipment required to clean recreation areas, furniture and equipment. Areas to be serviced include courtyards for Buildings 170, 623, north canopy to Building 545 and west side of Building 318. - Bldg. 170: Courtyard measures approx. 590 sm (from Exit Door of Lobby Area to the end of Bldg. 170). There are six (6) rectangle tables, four (4) round tables, and seven (7) umbrellas. Courtyard, tables and umbrellas shall be pressure washed and cleaned with the use of appropriate detergent from bird droppings and all types of dirt. - Bldg. 623: Courtyard measures approx. 1200 sm (from Exit Door of Lobby Area to the end of Bldg. 623). There are two (2) rectangle tables, 11 round tables, and five (5) large umbrellas, seven (7) small umbrellas, and nine (9) benches. Courtyard, tables, umbrellas and benches shall be pressure washed and cleaned with the use of appropriate detergent from bird droppings and all types of dirt. Estimated annual cleaning events: six (6). Complete all work within 2 working days or as specified in the order. |  | EA | 6 | 0
F798-F809 | Reserved
| 1503020 |  | Pest Control
F810 |  | Adult Mosquito Surveillance | Provide labor, management, supervision, tools, material, and equipment required to conduct surveillance for adult mosquitos using light trap(s) and deliver catches to Naval Hospital Sigonella Preventive Medicine within 2 working days following receipt of the task order. Complete work within time periods specified in J-1503020. |  | EA | 16 | 0
F811 |  | Adult Mosquito Control | Provide labor, management, supervision, tools, material, and equipment required to apply a mosquito adulticide (ULV formulation) at the designated location(s) within time period of 24 hours to respond. Pest control services for adult mosquitoes shall be performed in the early morning hours (between 3am-6am). The Contractor shall nebulize and spray approved pesticide utilizing fog-generating equipment as requested in the order. Complete work within time periods specified in J-1503020. |  | KM | 16 | 0
F812 |  | Larval Mosquito Surveillance | Provide labor, management, supervision, tools, material, and equipment required to conduct surveillance of designated mosquito breeding sites for immature mosquitoes (eggs, larvae, and pupae). Time Period to Respond: within 2 working days. Complete work within time periods specified in J-1503020. |  | EA | 16 | 0
F813 |  | Larval and Pupal Mosquito Control | Provide labor, management, supervision, tools, material, and equipment required to control larval and pupal mosquitoes in designated area(s) and time periods to control within time period of 1 working day to respond. Complete work within time periods specified in J-1503020. |  | EA | 16 | 0
F814 |  | Nuisance Pest Control | Provide labor, management, supervision, tools, material, and equipment required to conduct surveillance and control ants, cockroaches, silverfish, centipedes, millipedes, beetles, fleas, spiders, and/or stored product pests at the designated location(s) per the applicable General Requirements and Performance Standards (Nuisance Pest Requirements) within time period of 3 working days to respond, 7 working days to obtain control, and 30 days to maintain control. |  | EA | 70 | 0
F815 |  | Disease Vector and Health Pest Control | Provide labor, management, supervision, tools, material, and equipment required to conduct surveillance and control bed bugs, bees, wasps, hornets, and other stinging arthropods, filth flies, and/or ticks at the designated location(s) per the applicable General Requirements and Performance Standards (Disease Vector and Health Pest Requirements) within time period of 1 working day to respond. |  | EA | 30 | 0
F816 |  | Vertebrate Pest Control | Provide labor, management, supervision, tools, material, and equipment required to conduct surveillance and control commensal rodents, pest birds, feral dogs and cats, and snakes in and around designated location(s) per the applicable General Requirements and Performance Standards (Vertebrate Pest Requirements) within time period of 24 hours to respond, and time periods to obtain and maintain control as specified in Pest Control Section J. |  | EA | 175 | 0
F817 |  | Termite and Other Wood Destroying Organisms Survey | Provide labor and materials to conduct surveillance in a facility for all termites species and other wood destroying organisms including fungal rots, carpenter ants, and wood boring beetles within following time periods to respond: within 4 hours after receipt of the order if reported as a swarm, otherwise, 5 working days. Complete work within time periods specified in J-1503020. |  | EA | 50 | 0
F818 |  | Termite Control | Provide labor, management, supervision, tools, material, and equipment required to control infestations of subterranean termites per J-1503020 (Termite Control Specifications) within time period of 5 working days after receipt of the task order to respond. Complete work within time periods specified in J-1503020. |  | SM | 300 | 0
F819 |  | Weed Control (Herbicide Treatment) | Provide labor, management, supervision, tools, material, and equipment required to perform selective herbicide treatment to the location(s) indicated on the order. Selective herbicide shall be handled and applied as indicated by the manufacturer printed directions/instructions. Herbicide products shall be registered at the Italian/Regional Ministry of Agriculture; shall be usable at locations normally frequented by persons / pets. Herbicide shall destroy only the infesting weeds without harming/damaging the surrounding ornamental vegetation (such as lawn, ornamental plants, etc.). All warning signs indicating herbicide application/contamination to limit/restrict utilization of the application areas shall be used and enforced for the decay period of the herbicide being used. Herbicide shall not be used when the environment conditions conflict with manufacturers printed directions. Herbicide products shall be submitted to the KO for approval prior their use. Use of not approved herbicide is prohibited. Time Period to Respond: 7 working days. |  | SM | 3500 | 0
F820 |  | Vertebrate Carcass Removal (up to 1 Kg) | Provide labor, management, supervision, tools, material, and equipment required to remove vertebrate carcass up to 1 Kg such as birds, cats, rats and similar size. Complete work within 1 working day or as specified in the order. |  | EA | 20 | 0
F821 |  | Vertebrate Carcass Removal (more than up to 5 Kg) | Provide labor, management, supervision, tools, material, and equipment required to remove vertebrate carcass from 1 Kg up to 5 Kg such as birds, cats, rats and similar size. Complete work within 1 working day or as specified in the order. |  | EA | 20 | 0
F822 |  | Stray and Feral Cats Management (live cats) | Provide labor, management, supervision, tools, material, equipment and coordination of efforts with local authorities (ASL) for the proper management of stray and feral cats. The Contractor shall place traps and/or outline area with portable fences/nets in locations as specified by the order. The Contractor shall check traps/fences/nets no less than every 12 hours or more often to ensure cat welfare depending on weather conditions (high heat, rain, cold, etc.). Traps/fences/nets shall be disabled during weekends, holidays and daily at close of business, and reopened at the beginning of the next working day. The Contractor shall monitor traps/fences/nets for 20 working days. Traps/fences/nets shall be re-baited and cleaned daily and maintained in proper working condition while in use. Upon capture of cat, the Contractor shall first scan the cat for ownership (i.e. microchip). United States registered cats shall be kept on base, the KO will be notified with scanned ownership data, and NSA Naples will reunite these U.S. registered animals with their registered owners. If cat ownership is determined to be Italian resident, the animal will be turned over to ASL for reuniting with the registered owner. If ownership cannot be determined (non-microchipped cat), the Contractor shall humanely transfer the cat to the local competent authority for examination, sterilization and return to original pickup location as per Italian law. At all times, the Contractor shall perform stray and feral cats management in full compliance with any applicable Navy policies and Italian laws, norms, decrees, and regulations in force at the time this service is ordered. Law compliance shall include but it not limited to: T.U.LL.SS. 1265/1934; R.P.V. – DPR 320/54; Legge 281/91 e recipient regional; Accordo Stato Regioni strutture veterinarie 2002; Accordo Stato Regioni benessere pet 2003; Legge 189/04; Decisione CE 998/04; O.M. 6.8.08 – O.M. 24.12.04 – O.M. 3.3.09. The Contractor shall feed and humanely handle and care for the cat from the moment of capture to the moment of release. No mistreatment of cats shall be tolerated at any time. Any pertinent documentation (i.e. ASL Intervention Report) shall be provided to the KO by close of business. Time Period to Respond: within 1 working day following receipt of the order. |  | EA | 15 | 0
F823-F829 | Reserved
| 1503030 |  | Integrated Solid Waste Management (ISWM)
F830 |  | Bulky Waste Removal and Disposal | Provide labor, management, supervision, tools, material, and equipment required to perform integrated solid waste management services. The Contractor shall removed and dispose bulky waste at the designed location(s). Bulky waste include appliances such as refrigerators, stoves, dishwashers, washers, driers, and electronic items such as monitors, computers, televisions, printers, and similar. Bulky waste shall be transported, disposed or recycled in accordance with applicable Italian/Municipal laws and regulations. Complete all work within 3 working days. Submit documentation supporting disposal/recycling within five working days. |  | CZ | 10 | 0
F831 |  | Solid Waste Removal and Disposal - Provide Commercial Container - 10 Cubic Meters | Provide labor, management, supervision, tools, material, and equipment required to perform integrated solid waste management services. The Contractor shall provide and deliver 10-cubic meter container(s) at location(s) identified in the order and dispose of the entire contents of solid waste. Waste shall be transported, disposed or recycled in accordance with applicable Italian/Municipal laws and regulations. Containers(s) shall be removed within 1 working day past requirement termination. Container(s) delivery shall be completed within 2 working days. The order will include the delivery date, location and duration. |  | EA | 5 | 0
F832 |  | Solid Waste Removal and Disposal - Provide Commercial Container - 20 Cubic Meters | Provide labor, management, supervision, tools, material, and equipment required to perform integrated solid waste management services. The Contractor shall provide and deliver 20-cubic meter container(s) at location(s) identified in the order and dispose of the entire contents of solid waste. Waste shall be transported, disposed or recycled in accordance with applicable Italian/Municipal laws and regulations. Containers(s) shall be removed within 1 working day past requirement termination. Container(s) delivery shall be completed within 2 working days. The order will include the delivery date, location and duration. |  | EA | 5 | 0
F833 |  | Mixed Construction Material Waste Removal and Disposal - Provide Commercial Container - 10 Cubic Meters | Provide labor, management, supervision, tools, material, and equipment required to perform integrated solid waste management services. The Contractor shall provide and deliver 10-cubic meter container(s) at location(s) identified in the order and dispose of mixed construction material waste. Mixed construction material waste shall be transported, disposed or recycled in accordance with applicable Italian/Municipal laws and regulations. Containers(s) shall be removed within 1 working day past requirement termination. Container(s) delivery shall be completed within 2 working days. The order will include the delivery date, location and duration. |  | EA | 10 | 0
F834 |  | Mixed Construction Material Waste Removal and Disposal - Provide Commercial Containers - 20 Cubic Meters | Provide labor, management, supervision, tools, material, and equipment required to perform integrated solid waste management services. The Contractor shall provide and deliver 20-cubic meter container(s) at location(s) identified in the order and dispose of mixed construction material waste. Mixed construction material waste shall be transported, disposed or recycled in accordance with applicable Italian/Municipal laws and regulations. Containers(s) shall be removed within 1 working day past requirement termination. Container(s) delivery shall be completed within 2 working days. The order will include the delivery date, location and duration. |  | EA | 5 | 0
F835 |  | Grass Cutting/Vegetation Removal and Disposal - Provide Commercial Container - 10 Cubic Meters | Provide labor, management, supervision, tools, material, and equipment required to perform integrated solid waste management services. The Contractor shall provide and deliver 10-cubic meter container(s) at location(s) identified in the order and dispose of grass cutting/vegetation waste. Grass cutting/vegetation waste shall be transported, disposed or recycled in accordance with applicable Italian/Municipal laws and regulations. Containers(s) shall be removed within 1 working day past requirement termination. Container(s) delivery shall be completed within 2 working days. The order will include the delivery date, location and duration. |  | EA | 5 | 0
F836 |  | Grass Cutting/Vegetation Removal and Disposal - Provide Commercial Container - 20 Cubic Meters | Provide labor, management, supervision, tools, material, and equipment required to perform integrated solid waste management services. The Contractor shall provide and deliver 20-cubic meter container(s) at location(s) identified in the order and dispose of grass cutting/vegetation waste. Grass cutting/vegetation waste shall be transported, disposed or recycled in accordance with applicable Italian/Municipal laws and regulations. Containers(s) shall be removed within 1 working day past requirement termination. Container(s) delivery shall be completed within 2 working days. The order will include the delivery date, location and duration. |  | EA | 5 | 0
F837 |  | Hard Plastic Removal and Disposal - Provide Commercial Container - 10 Cubic Meters | Provide labor, management, supervision, tools, material, and equipment required to perform integrated solid waste management services. The Contractor shall provide and deliver 10-cubic meter container(s) at location(s) identified in the order and dispose of hard plastic waste generated by construction/demolition activities such as waster pipes, electrical conduit and similar. Hard plastic waste shall be transported, disposed or recycled in accordance with applicable Italian/Municipal laws and regulations. Containers(s) shall be removed within 1 working day past requirement termination. Container(s) delivery shall be completed within 2 working days. The order will include the delivery date, location and duration. |  | EA | 5 | 0
F838 |  | Hard Plastic Removal and Disposal - Provide Commercial Container - 20 Cubic Meters | Provide labor, management, supervision, tools, material, and equipment required to perform integrated solid waste management services. The Contractor shall provide and deliver 20-cubic meter container(s) at location(s) identified in the order and dispose of hard plastic waste generated by construction/demolition activities such as waster pipes, electrical conduit and similar. Hard plastic waste shall be transported, disposed or recycled in accordance with applicable Italian/Municipal laws and regulations. Containers(s) shall be removed within 1 working day past requirement termination. Container(s) delivery shall be completed within 2 working days. The order will include the delivery date, location and duration. |  | EA | 5 | 0
F839 |  | Insulation Material Waste Removal and Disposal - Provide Commercial Container - 10 Cubic Meters | Provide labor, management, supervision, tools, material, and equipment required to perform integrated solid waste management services. The Contractor shall provide and deliver 10-cubic meter container(s) at location(s) identified in the order and dispose of insulation material waste. Insulation material waste shall be transported, disposed or recycled in accordance with applicable Italian/Municipal laws and regulations. Containers(s) shall be removed within 1 working day past requirement termination. Container(s) delivery shall be completed within 2 working days. The order will include the delivery date, location and duration. |  | EA | 5 | 0
F840 |  | Insulation Material Waste Removal and Disposal - Provide Commercial Container - 20 Cubic Meters | Provide labor, management, supervision, tools, material, and equipment required to perform integrated solid waste management services. The Contractor shall provide and deliver 20-cubic meter container(s) at location(s) identified in the order and dispose of insulation material waste. Insulation material waste shall be transported, disposed or recycled in accordance with applicable Italian/Municipal laws and regulations. Containers(s) shall be removed within 1 working day past requirement termination. Container(s) delivery shall be completed within 2 working days. The order will include the delivery date, location and duration. |  | EA | 5 | 0
F841 |  | Filtering Material Waste Removal and Disposal - Provide Commercial Container - 10 Cubic Meters | Provide labor, management, supervision, tools, material, and equipment required to perform integrated solid waste management services. The Contractor shall provide and deliver 10-cubic meter container(s) at location(s) identified in the order and dispose of filtering material waste. Filtering material waste shall be transported, disposed or recycled in accordance with applicable Italian/Municipal laws and regulations. Containers(s) shall be removed within 1 working day past requirement termination. Container(s) delivery shall be completed within 2 working days. The order will include the delivery date, location and duration. |  | EA | 5 | 0
F842 |  | Filtering Material Waste Removal and Disposal - Provide Commercial Container - 20 Cubic Meters | Provide labor, management, supervision, tools, material, and equipment required to perform integrated solid waste management services. The Contractor shall provide and deliver 20-cubic meter container(s) at location(s) identified in the order and dispose of filtering material waste. Filtering material waste shall be transported, disposed or recycled in accordance with applicable Italian/Municipal laws and regulations. Containers(s) shall be removed within 1 working day past requirement termination. Container(s) delivery shall be completed within 2 working days. The order will include the delivery date, location and duration. |  | EA | 5 | 0
F843 |  | Resin Filters Disposal (from reverse osmosis or similar processes) | Provide labor, management, supervision, tools, material, and equipment required to dispose of resin filters from reverse osmosis or similar processes. Resin filters shall be transported, disposed or recycled in accordance with applicable Italian/Municipal laws and regulations. Complete all work within 3 working days. Submit documentation supporting disposal/recycling within five working days. |  | EA | 5 | 0
F844 |  | Spoiled food Removal and Disposal - Food contained in can, plastic, tetra pack containers | Provide labor, management, supervision, tools, material, and equipment required to perform integrated solid waste management services. The Contractor shall removed and dispose spoiled food to include food contained in can, plastic, tetra pack containers at the designed location(s). Spoiled food waste shall be transported, disposed or recycled in accordance with applicable Italian/Municipal laws and regulations. Complete all work within 3 working days. Submit documentation supporting disposal/recycling within five working days. |  | EA | 5 | 0
F845 |  | Spoiled food Removal and Disposal - Meat and Dairy Products | Provide labor, management, supervision, tools, material, and equipment required to perform integrated solid waste management services. The Contractor shall removed and dispose spoiled food to include meat and dairy products at the designed location(s). Spoiled food waste shall be transported, disposed or recycled in accordance with applicable Italian/Municipal laws and regulations. Complete all work within 3 working days. Submit documentation supporting disposal/recycling within five working days. |  | EA | 5 | 0
F846 |  | Exterior Collection Point "Topsy 2000" | Provide labor, management, supervision, tools, material, and equipment required to provide and install new exterior collection point, "Topsy 2000", which consists of 4 "Topsy" containers, pole, panel, and cigarette plate. Respond within 2 working day from receipt of order. Container(s) delivery shall be completed within 30 calendar days. (**This item is available only to customers of the BOSC Custodial or Grounds Recurring Work) |  | EA | 5 | 0
F847 |  | Garage Collection Point "Gemini" | Provide labor, management, supervision, tools, material, and equipment required to provide and install new garage collection point, "Gemini", which consists of 2 "Gemini" containers and information stickers. Respond within 2 working day from receipt of order. Container(s) delivery shall be completed within 30 calendar days. (**This item is available only to customers of the BOSC Custodial or Grounds Recurring Work) |  | EA | 5 | 0
F848 |  | Food Court Collection Point "Nexus 200" | Provide labor, management, supervision, tools, material, and equipment required to provide and install new food court collection point, "Nexus 200", which consists of 1 "Nexus 200" container and information stickers. Respond within 2 working day from receipt of order. Container(s) delivery shall be completed within 30 calendar days. (**This item is available only to customers of the BOSC Custodial or Grounds Recurring Work) |  | EA | 10 | 0
F849 |  | Interior Collection Point "Nexus 100" | Provide labor, management, supervision, tools, material, and equipment required to provide and install new interior collection point, "Nexus 100", which consists of 1 "Nexus 100" with one stream, 1 "Nexus 100" duo for 2 streams, panel, information stickers, locks, and cardboard container for paper. Respond within 2 working day from receipt of order. Container(s) delivery shall be completed within 30 calendar days. (**This item is available only to customers of the BOSC Custodial or Grounds Recurring Work) |  | EA | 5 | 0
F850 |  | Mattress Pickup and Disposals | Provide labor, management, supervision, tools, material, and equipment required to provide mattress(e) pickup and disposal, to include Twin/Single, Queen and King mattress sizes. Mattess(s) shall be transported, disposed or recycled in accordance with applicable Italian/Municipal laws and regulations. The order will include pickup location(s) which may be around the installation inside facilities or exteior beside waste containers. Complete all work within 3 working days or as specified in the order. |  | EA | 20 | 0
F851-F859 | Reserved
| 1503050 |  | Grounds Maintenance and Landscaping
F860 |  | Lawn Mowing and Trimming | Provide labor, management, supervision, tools, material, and equipment required to mow and trim lawns. Grass shall be mowed at a height between 5 and 7 centimeters or as specified in the order. Grass adjacent to fencing, poles, walls, valves, trees, signs, valve boxes and other similar objects shall be trimmed to match the height and appearance of surrounding grass. Prior to mowing or trimming, remove and appropriately dispose of debris that interferes with the mowing or trimming operation. After cutting, grass shall have a uniform height. Grass clippings and trimmings shall be removed from sidewalks and other paved areas the same day the grass is cut and disposed of off the activity. Complete all work within 3 working days or as specified in the order. |  | SM | 10000 | 0
F861 |  | Edging | Provide labor, management, supervision, tools, material, and equipment required to edging. The Contractor shall edge where grass meets any concrete or asphalt surface, where grass abuts planter beds, or wherever needed to maintain a neat grass delineation. Edging shall provide a uniform edged cut 15 mm wide and 30 mm deep, or as specified in the order. All clippings and debris shall be removed the same day work is performed and disposed of off the activity. Complete all work within 3 working days or as specified in the order. |  | LM | 3000 | 0
F862 |  | Field Mowing / Under brushing | Provide labor, management, supervision, tools, material, and equipment required to remove vegetation per Spec Items 3.2.1, 3.2.3 and 3.2.3.1 of Section C. Vegetation shall be mowed to a height of 6 cm or as specified in the order. Complete all work within 3 working days or as specified in the order. |  | SM | 10000 | 0
F863 |  | Debris Removal | Provide labor, management, supervision, tools, material, and equipment required to perform debris removal per Spec Item 3.1.4 of Section C. The Contractor shall remove and properly dispose of natural debris (tree limbs, leaves, dry brush, rodent habitats, dead animals, etc.), and stray man-made trash/debris. All debris collected shall be removed the same day and disposed of off the activity. Complete all work within 3 working days or as specified in the order. |  | SM | 10000 | 0
F864 |  | Shrub and Hedges Maintenance (Stand-alone plants) | Provide labor, management, supervision, tools, material, and equipment required to perform shrub and hedge maintenance per Spec Item 3.1.5 of Section C. The Contractor shall prune shrubs and hedges according to their natural growth characteristics leaving them well shaped and balanced, and to promote proper health and growth. Retain typical growth habit of individual plant with as much height and spread as is practical. The Contractor shall prune shrubs and hedges to ensure there is no interference with pedestrians, vehicular traffic, and building encroachment. All debris resulting from work shall be removed the same day and disposed of off the activity. Complete all work within 3 working days or as specified in the order. |  | EA | 150 | 0
F865 |  | Hedge Pruning (Continuous Hedging) | Provide labor, management, supervision, tools, material, and equipment required to perform shrub and hedge maintenance per Spec Item 3.1.5 of Section C. The Contractor shall prune shrubs and hedges according to their natural growth characteristics leaving them well shaped and balanced, and to promote proper health and growth. Retain typical growth habit of individual plant with as much height and spread as is practical. The Contractor shall prune shrubs and hedges to ensure there is no interference with pedestrians, vehicular traffic, and building encroachment. All debris resulting from work shall be removed the same day and disposed of off the activity. Complete all work within 3 working days or as specified in the order. |  | LM | 2000 | 0
F866 |  | Tree Maintenance (Small - below and including 250 cm) | Provide labor, management, supervision, tools, material, and equipment required to perform tree maintenance per Spec Items 3.1.8 and 3.2.2 of Section C. The Contractor shall provide tree maintenance to ensure tree health and to prevent interference with pedestrian and vehicular traffic, and structure encroachment. Tree maintenance includes fertilization, pruning for health and safety, grass clearance, cleanup, removing dead, damaged or diseased wood, or structurally weak limbs and branches. Remove branches that extend over buildings or power lines, and endanger roofs, windows, or hang within 2,5 meters vertically of sidewalks, parking lots, and driveways. Trees are pruned according to their natural growth characteristics leaving them well shaped and balanced, and to promote proper health and growth. Retain typical growth habit of individual plant with as much height and spread as is practical. Pruning shall be accomplished by or under guidance of a certified arborist. Climbing devices that may cause damage to trees shall not be used. All debris resulting from work shall be removed the same day and disposed of off the activity. Complete all work within 3 working days or as specified in the order. |  | EA | 150 | 0
F867 |  | Tree Maintenance (Large - above 250 cm) | Provide labor, management, supervision, tools, material, and equipment required to perform tree maintenance per Spec Items 3.1.8 and 3.2.2 of Section C. The Contractor shall provide tree maintenance to ensure tree health and to prevent interference with pedestrian and vehicular traffic, and structure encroachment. Tree maintenance includes fertilization, pruning for health and safety, grass clearance, cleanup, removing dead, damaged or diseased wood, or structurally weak limbs and branches. Remove branches that extend over buildings or power lines, and endanger roofs, windows, or hang within 2,5 meters vertically of sidewalks, parking lots, and driveways. Trees are pruned according to their natural growth characteristics leaving them well shaped and balanced, and to promote proper health and growth. Retain typical growth habit of individual plant with as much height and spread as is practical. Pruning shall be accomplished by or under guidance of a certified arborist. Climbing devices that may cause damage to trees shall not be used. All debris resulting from work shall be removed the same day and disposed of off the activity. Complete all work within 3 working days or as specified in the order. |  | EA | 150 | 0
F868 |  | Tree and Stump Removal (Large 46 cm DBH and above) | Provide labor, management, supervision, tools material, and equipment required to remove trees including stumps and roots. Remove stumps to 30 cm below ground level and remove roots to 10 cm below level ground extending to 180 cm from tree. Treat to prevent regrowth. Backfill all excavated holes and replant with the same type of vegetation as surrounding area. Trees are sized by the Diameter at Breast Height (DBH). DBH is measured at 140 cm above ground level. Complete all work within 3 working days or as specified in the order. |  | EA | 25 | 0
F869 |  | Tree and Stump Removal (Medium 15 to 46 cm DBH) | Provide labor, management, supervision, tools material, and equipment required to remove trees including stumps and roots. Remove stumps to 30 cm below ground level and remove roots to 10 cm below ground extending to 180 cm from tree. Treat to prevent regrowth. Backfill all excavated holes and replant with the same type of vegetation as surrounding area. Trees are sized by the Diameter at Breast Height (DBH). DBH is measured at 140 cm above ground level. Complete all work within 3 working days or as specified in the order. |  | EA | 50 | 0
F870 |  | Tree and Stump Removal (Small up to 15 cm DBH) | Provide labor, management, supervision, tools material, and equipment required to remove trees including stumps and roots. Remove stumps to 30 cm below ground level and remove roots to 10 cm below ground extending to 180 cm from tree. Treat to prevent regrowth. Backfill all excavated holes and replant with the same type of vegetation as surrounding area. Trees are sized by the Diameter at Breast Height (DBH). DBH is measured at 140 cm above ground level. Complete all work within 3 working days or as specified in the order. |  | EA | 50 | 0
F871 |  | Shrub and Stump Removal | Provide labor, management, supervision, tools material, and equipment required to remove shrubs including stumps and roots. Remove stumps to 15 cm below ground level and remove all exposed roots. Treat to prevent regrowth. Backfill all excavated holes and replant with the same type of vegetation as surrounding area. Complete all work within 3 working days or as specified in the order. |  | EA | 100 | 0
F872 |  | Shrub Planting (1-gallon = liters 3.78) | Provide labor, management, supervision, tools material, and equipment required to plant new shrubs. All shrubs shall be nursery grown and bear certification indicating species, common name, and grade. Shrubs shall be healthy, living specimens considered number one grade stock. Planting procedures shall be in accordance with accepted nursery standards. The Contractor shall water and provide continuing care to ensure new plants develop properly. Shrubs established shall be of the 1-gallon (liters 3.78) size. Shrubs shall be planted in accordance with accepted horticultural standards, including fertilization, mulching, and watering. Shrub species shall be specified in the order. All plants that die or fail to develop noticeable growth within 1 year of planting shall be replaced by the Contractor with plants of like size and type, at no additional cost to the Government. Complete all work within 3 working days or as specified in the order. |  | EA | 150 | 0
F873 |  | Shrub Planting (5-gallon = liters 19) | Provide labor, management, supervision, tools material, and equipment required to plant new shrubs. All shrubs shall be nursery grown and bear certification indicating species, common name, and grade. Shrubs shall be healthy, living specimens considered number one grade stock. Planting procedures shall be in accordance with accepted nursery standards. The Contractor shall water and provide continuing care to ensure new plants develop properly. Shrubs established shall be of the 5-gallon (liters 19) size. Shrubs shall be planted in accordance with accepted horticultural standards, including fertilization, mulching, and watering. Shrub species shall be specified in the order. All plants that die or fail to develop noticeable growth within 1 year of planting shall be replaced by the Contractor with plants of like size and type, at no additional cost to the Government. Complete all work within 3 working days or as specified in the order. |  | EA | 150 | 0
F874 |  | Bedding/Ornamental Plants (10 cm pot size) | Provide labor, management, supervision, tools material, and equipment required to plant new plants. All plants shall be nursery grown and bear certification indicating species, common name, and grade. Plants shall be healthy, living specimens considered number one grade stock. The Contractor shall water and provide continuing care to ensure new plants develop properly. Planting procedures shall be in accordance with accepted horticultural standards, including fertilization, mulching, and watering. Annuals/perennials species shall be specified in the order. All plants that die or fail to develop noticeable growth within 90 days of planting shall be replaced by the Contractor with plants of like size and type, at no additional cost to the Government. Start work within 3 working days or as specified in the order. |  | EA | 150 | 0
F875 |  | Grassing | Provide labor, management, supervision, tools material, and equipment required to establish and maintain grass for 1 year. Grass variety shall be as specified in the order. Establishment shall include watering and providing other continuing care as necessary to firmly establish new grass growth and ensure proper development. Grassed areas that die or fail to develop noticeable growth for a period of one year after seeding shall be re-grassed by the Contractor at no additional cost to the Government. Complete all work within 3 working days or as specified in the order. |  | SM | 5000 | 0
F876 |  | Sodding | Provide labor, management, supervision, tools material, and equipment required to sod. Sod shall be of species as specified in the order and shall be dense, uniform, weed free and have good strength and min thatch. Sod shall be laid on properly prepared topsoil, joint staggered and butted together. On slopes sod shall be installed in a way that prevents slippage. Sod installed shall be smooth and uniform in appearance. Contractor shall water and provide continued care to firmly establish new grass growth and development. Areas that die/fail to develop within 90 days after sodding shall be replaced by the Contractor at no additional cost. Complete all work within 3 working days or as specified in the order. |  | SM | 1750 | 0
F877 |  | Fertilize | Provide labor, management, supervision, tools material, and equipment required to fertilize per Spec Items 3 and 3.1 of Section C. Vegetation shall be fertilized in a manner that promotes health, growth, color, and appearance. Fertilizing applies to all vegetation existing in the areas specified on the order. Fertilizer shall be applied in accordance with the manufacturer's printed instructions. Organic fertilizer shall be used as the standard. The Contractor shall comply with the Pest Management Plan (PMP). Complete all work within 3 working days or as specified in the order. |  | SM | 6000 | 0
F878 |  | Gravel (1.5 - 3.0 cm diam.) | Provide labor, management, supervision, tools material, and equipment required to gravel. The Contractor shall place white/dark gravel where indicated by the KO. The cost includes contractor's provided heavy duty polyethylene film to be placed above grounds area to be covered with gravel. The thickness of the gravel layer shall be from 8 to 15 cm as directed by the KO. Layer shall be uniformly spread and leveled. No spread elsewhere is allowed. The Contractor shall remove all gravel spilled or spread elsewhere from the designated areas. Complete all work within 3 working days or as specified in the order. |  | CZ | 450 | 0
F879 |  | Weed, Vegetation, Rocks and Other Debris Removal | Provide labor, management, supervision, tools material, and equipment required to remove weed, vegetation, rocks and other debris. The contractor shall eradicate and removed all weeds, unsightly vegetation, sprouts, vines, lawns, grasses, clovers, dead vegetation, etc. from underneath and within cactus type plants, ornamental plants, flower vases, planter boxes, flower beds, pots, gravel covered areas, ornamental rocks areas, and similar. The Contractor shall replaced all soil removed to maintain smooth appearance. Complete all work within 3 working days or as specified in the order. |  | SM | 12000 | 0
F880-F889 | Reserved
| 1503060 |  | Pavement Clearance
F890 |  | Pavement Clearance | Provide labor, management, supervision, tools, material, and equipment required to perform pavement clearance. The Contractor shall sweep roads and other paved surfaces to remove volcanic ash and all other debris, and to ensure they are clear, improve the appearance and safety of paved surfaces, reduce maintenance costs by keeping the drainage systems clean and reduce pollutants entering the storm drain system. Areas include roads, parking areas, sidewalks, walkways, porch areas, entrance/canopy areas, external stairs/steps, recreational areas, bleachers, running track, and other similar areas. Contractor shall receive clearance from airfield ops prior to operations for airfield pavement. Contractor shall comply with FAA and DoD requirements to sweep around aircraft on ramp areas. Contractor shall coordinate with Air Ops for FOD walk downs before sweeping. Complete all work within 3 working days or as specified in the order. (Minimum Order: 10,000 square meters) |  | SM | 800000 | 0
F891 |  | Pavement Clearance - Residential Family Housing | Provide labor, management, supervision, tools, material, and equipment required to perform pavement clearance in residential family housing areas per attachment J-1503060-03. The Contractor shall provide pavement sweeping to remove volcanic ash deposits and all other debris, improve the appearance of paved areas, improve the safety of paved areas, reduce maintenance costs by keeping the drainage systems clean and, reduce pollutants entering the storm drain system. Areas include roads, parking areas, sidewalks, walkways, porch areas, entrance/canopy areas, external stairs/steps, and other similar areas. Complete all work within 3 working days or as specified in the order. (Minimum Order: 2,000 square meters) |  | SM | 13000 | 0
F892-F897 | Reserved
| 1700000 |  | Transportation
F898 |  | Unscheduled Charter Shuttle Bus Service / 19-Passenger Bus | Provide labor, management, supervision, tools, material, and equipment required to provide unscheduled shuttle bus services in accordance with schedules provided by the Contracting Officer. Distance in kilometers shall not exceed an average of 65 kilometers for each hour ordered. Service will be ordered at least 6 hours in advance. Buses shall have a minimum capacity of 19 passengers plus driver. Unit price includes all costs such as, but not limited to, charter bus, driver, and fuel. The exact location and start time will be specified with the order. Respond within 1 working day from receipt of order. |  | HR | 45 | 0
F899 |  | Unscheduled Charter Shuttle Bus Service / 55-Passenger Bus | Provide labor, management, supervision, tools, material, and equipment required to provide unscheduled shuttle bus services in accordance with schedules provided by the Contracting Officer. Distance in kilometers shall not exceed an average of 65 kilometers for each hour ordered. Service will be ordered at least 6 hours in advance. Buses shall have a minimum capacity of 55 passengers plus driver. Unit price includes all costs such as, but not limited to, charter bus, driver, and fuel. The exact location and start time will be specified with the order. Respond within 1 working day from receipt of order. |  | HR | 45 | 0
F900-F909 | Reserved
| 1800000 |  | Environmental
F910 |  | Oil and Hazardous Substances (OHS) Spill Response - 1-100 Gallons | Provide labor, management, supervision, tools, material and equipment, including appropriate Personal Protective Equipment (PPE), to assist Government First Responders and provide OHS spill response services to minimize environmental impact, damage to property or risk of human exposure and to ensure the installation complies with applicable Italian, DoD and Navy requirements. The Contractor shall be responsible for responding to OHS spills using equipment, materials, and qualified personnel including but not limited to spill containment, clean-up and transport disposal of spill related wastes to a designated accumulation site, off Base. At all times, the Contractor shall perform OHS Spill Response in full compliance with all applicable Italian laws, norms, decrees, and regulations, DoD policies, instructions and guidance in force at the time this service is ordered, including, but not limited to, OPNAVINST 5090.1 and DL152/2006. The Contractor shall respond to spill notification within two hours. Complete all work within one calendar day or as specified in the order. |  | EA | 25 | 0
F911 |  | Oil and Hazardous Substances (OHS) Spill Response - 101 to 500 Gallons | Provide labor, management, supervision, tools, material and equipment, including appropriate Personal Protective Equipment (PPE), to assist Government First Responders and provide OHS spill response services to minimize environmental impact, damage to property or risk of human exposure and to ensure the installation complies with applicable Italian, DoD and Navy requirements. The Contractor shall be responsible for responding to OHS spills using equipment, materials, and qualified personnel including but not limited to spill containment, clean-up and transport disposal of spill related wastes to a designated accumulation site, off Base. At all times, the Contractor shall perform OHS Spill Response in full compliance with all applicable Italian laws, norms, decrees, and regulations, DoD policies, instructions and guidance in force at the time this service is ordered, including, but not limited to, OPNAVINST 5090.1 and DL152/2006. The Contractor shall respond to spill notification within two hours. Complete all work within one calendar day or as specified in the order. |  | EA | 20 | 0
F912 |  | Oil and Hazardous Substances (OHS) Spill Response - 501 to 2,500 Gallons | Provide labor, management, supervision, tools, material and equipment, including appropriate Personal Protective Equipment (PPE), to assist Government First Responders and provide OHS spill response services to minimize environmental impact, damage to property or risk of human exposure and to ensure the installation complies with applicable Italian, DoD and Navy requirements. The Contractor shall be responsible for responding to OHS spills using equipment, materials, and qualified personnel including but not limited to spill containment, clean-up and transport disposal of spill related wastes to a designated accumulation site. At all times, the Contractor shall perform OHS Spill Response in full compliance with all applicable Italian laws, norms, decrees, and regulations, DoD policies, instructions and guidance in force at the time this service is ordered, including, but not limited to, OPNAVINST 5090.1 and DL152/2006. The Contractor shall respond to spill notification within two hours. Complete all work within two calendar days or as specified in the order. |  | EA | 6 | 0
F913 |  | Oil and Hazardous Substances (OHS) Spill Response - 2,501 to 5,000 Gallons | Provide labor, management, supervision, tools, material and equipment, including appropriate Personal Protective Equipment (PPE), to assist Government First Responders and provide OHS spill response services to minimize environmental impact, damage to property or risk of human exposure and to ensure the installation complies with applicable Italian, DoD and Navy requirements. The Contractor shall be responsible for responding to OHS spills using equipment, materials, and qualified personnel including but not limited to spill containment, clean-up and transport disposal of spill related wastes to a designated accumulation site. At all times, the Contractor shall perform OHS Spill Response in full compliance with all applicable Italian laws, norms, decrees, and regulations, DoD policies, instructions and guidance in force at the time this service is ordered, including, but not limited to, OPNAVINST 5090.1 and DL152/2006. The Contractor shall respond to spill notification within two hours. Complete all work within two calendar days or as specified in the order. |  | EA | 1 | 0
F914 |  | Oil and Hazardous Substances (OHS) Spill Response - 5,001 to 15,000 Gallons | Provide labor, management, supervision, tools, material and equipment, including appropriate Personal Protective Equipment (PPE), to assist Government First Responders and provide OHS spill response services to minimize environmental impact, damage to property or risk of human exposure and to ensure the installation complies with applicable Italian, DoD and Navy requirements. The Contractor shall be responsible for responding to OHS spills using equipment, materials, and qualified personnel including but not limited to spill containment, clean-up and transport disposal of spill related wastes to a designated accumulation site. At all times, the Contractor shall perform OHS Spill Response in full compliance with all applicable Italian laws, norms, decrees, and regulations, DoD policies, instructions and guidance in force at the time this service is ordered, including, but not limited to, OPNAVINST 5090.1 and DL152/2006. The Contractor shall respond to spill notification within two hours. Complete all work within three calendar days or as specified in the order. |  | EA | 1 | 0
F915 |  | Empty and Clean Grease Trap / Tank | Provide labor, management, supervision, tools, material and equipment required to remove, weigh and dispose of all grease and water from the grease trap systems indicated on the order. Work includes cleaning and removing all wastes and sludge adhering to all the interior system surfaces (walls, pipes, lids, etc.). Grease traps shall be left clean and free of any grease or debris. complete all work within 3 working days or as specified in the order. |  | KG | 33000 | 0
F916 |  | Chemical Product - Commercial Grade - Sodium Hypochlorite (Carechlor) | Provide labor, management, supervision, tools, material and equipment to provide chemical products, Sodium Hypochlorite (Carechlor), for the Water Treatment Plants and the Waste Water Treatment Plants at NAS Sigonella, Sicily, Italy in accordance with the terms and conditions of this contract. Products shall be delivered to: ROICC Sigonella, Strada Statale 417, Sigonella 95100. Complete all work within 3 working days or as specified in the order. |  | KG | 2400 | 0
F917 |  | Chemical Product - Commercial Grade - Hydrochloric acid (CarepH-) | Provide labor, management, supervision, tools, material and equipment to provide chemical products, Hydrochloric acid (CarepH-), for the Water Treatment Plants and the Waste Water Treatment Plants at NAS Sigonella, Sicily, Italy in accordance with the terms and conditions of this contract. Products shall be delivered to: ROICC Sigonella, Strada Statale 417, Sigonella 95100. Complete all work within 3 working days or as specified in the order. |  | KG | 7000 | 0
F918 |  | Chemical Product - Commercial Grade - Antiscalant (Caretreat WT RO SI) | Provide labor, management, supervision, tools, material and equipment to provide chemical products, Antiscalant (Caretreat WT RO SI), for the Water Treatment Plants and the Waste Water Treatment Plants at NAS Sigonella, Sicily, Italy in accordance with the terms and conditions of this contract. Products shall be delivered to: ROICC Sigonella, Strada Statale 417, Sigonella 95100. Complete all work within 3 working days or as specified in the order. |  | KG | 1750 | 0
F919 |  | Chemical Product - Commercial Grade - Sodium Hydroxide (CarepH+) | Provide labor, management, supervision, tools, material and equipment to provide chemical products, Sodium Hydroxide (CarepH+), for the Water Treatment Plants and the Waste Water Treatment Plants at NAS Sigonella, Sicily, Italy in accordance with the terms and conditions of this contract. Products shall be delivered to: ROICC Sigonella, Strada Statale 417, Sigonella 95100. Complete all work within 3 working days or as specified in the order. |  | KG | 300 | 0
F920 |  | Chemical Product - Calcium Carbonate (Care-Cal WT) | Provide labor, management, supervision, tools, material and equipment to provide chemical products, Calcium Carbonate (Care-Cal WT), for the Water Treatment Plants and the Waste Water Treatment Plants at NAS Sigonella, Sicily, Italy in accordance with the terms and conditions of this contract. Products shall be delivered to: ROICC Sigonella, Strada Statale 417, Sigonella 95100. Complete all work within 3 working days or as specified in the order. |  | KG | 5880 | 0
F921 |  | Chemical Product - Commercial Grade - Sodium hypochlorite (Carechlor) | Provide labor, management, supervision, tools, material and equipment to provide chemical products, Sodium hypochlorite (Carechlor), for the Water Treatment Plants and the Waste Water Treatment Plants at NAS Sigonella, Sicily, Italy in accordance with the terms and conditions of this contract. Products shall be delivered to: ROICC Sigonella, Strada Statale 417, Sigonella 95100. Complete all work within 3 working days or as specified in the order. |  | KG | 1020 | 0
F922 |  | Chemical Product - Commercial Grade - Hydrochloric acid (CarepH-) | Provide labor, management, supervision, tools, material and equipment to provide chemical products, Hydrochloric acid (CarepH-), for the Water Treatment Plants and the Waste Water Treatment Plants at NAS Sigonella, Sicily, Italy in accordance with the terms and conditions of this contract. Products shall be delivered to: ROICC Sigonella, Strada Statale 417, Sigonella 95100. Complete all work within 3 working days or as specified in the order. |  | KG | 3000 | 0
F923 |  | Chemical Product - Commercial Grade - Antiscalant (Caretreat WT RO SI) | Provide labor, management, supervision, tools, material and equipment to provide chemical products, Antiscalant (Caretreat WT RO SI), for the Water Treatment Plants and the Waste Water Treatment Plants at NAS Sigonella, Sicily, Italy in accordance with the terms and conditions of this contract. Products shall be delivered to: ROICC Sigonella, Strada Statale 417, Sigonella 95100. Complete all work within 3 working days or as specified in the order. |  | KG | 750 | 0
F924 |  | Chemical Product - Commercial Grade - Sodium Hydroxide (CarepH+) | Provide labor, management, supervision, tools, material and equipment to provide chemical products, Sodium Hydroxide (CarepH+), for the Water Treatment Plants and the Waste Water Treatment Plants at NAS Sigonella, Sicily, Italy in accordance with the terms and conditions of this contract. Products shall be delivered to: ROICC Sigonella, Strada Statale 417, Sigonella 95100. Complete all work within 3 working days or as specified in the order. |  | KG | 125 | 0
F925 |  | Chemical Product - Commercial Grade - Calcium carbonate (Care-Cal WT) | Provide labor, management, supervision, tools, material and equipment to provide chemical products, Calcium carbonate (Care-Cal WT), for the Water Treatment Plants and the Waste Water Treatment Plants at NAS Sigonella, Sicily, Italy in accordance with the terms and conditions of this contract. Products shall be delivered to: ROICC Sigonella, Strada Statale 417, Sigonella 95100. Complete all work within 3 working days or as specified in the order. |  | KG | 2050 | 0
F926 |  | Contaminated Oily Sludge Removal and Dispoal | Provide labor, management, supervision, tools, material and equipment required to remove, dispose and weigh contaminated oily sludge ONLY, based on CER code 16.07.08 (Waste containing fuel contamination, cleaning of cisterns and tanks) Minimum order 500 Kg. Complete all work within 2 working days or as specified in the order. |  | KG | 15000 | 0
F927 |  | Oil Water Separator Tank Cleaning | Provide labor, management, supervision, tools, material and equipment required to clean oil water separator tanks, based on CER code 16.10.02 (Contaminated waste water). Oil water separator tank(s) shall be cleaned and sanitized after removal of solids / liquids and ensure proper function. Contractor shall submit safety plan to Contracting Officer for working within confined spaces prior to commencing work. Complete all work within 2 working days or as specified in the order. |  | EA | 10 | 0
F928 |  | Oily Water / Waste Fuel Removal and Disposal | Provide labor, management, supervision, tools, material and equipment to remove, weigh and dispose of oily water and waste fuel from tank(s) indicated on the order. Work includes pumping, removal of oily water / waste fuel, disposal of oily water / waste fuel and all transportation and disposal costs. Work shall be performed per current environmental protection regulations. Complete all work within 1 working day or as specified in the order. |  | KG | 33000 | 0
F929 |  | Contaminated Soil Removal and Disposal | Provide labor, management, supervision, tools, material and equipment to remove, weigh, and dispose of contaminated soil (may be with fuel, oils, and other hazardous substances) from the location(s) indicated on the order. Work includes the provision, laying and leveling of new soil, matching the existing, to restore the original conditions, transportation and disposal costs. Work shall be performed per current environmental protection regulations. complete all work within 1 working day or as specified in the order (Minimum Quantity 3000 kg). |  | KG | 39000 | 0
F930 |  | Soil Sampling and Analysis - Metal: Antimony | The Contractor shall conduct on-site measurements, collect soil samples and analyze them for all the parameters specified in the order as per Spec Item 3.2., Sampling and Laboratory Services. Respond within 1 working day from receipt of order. |  | EA | 10 | 0
F931 |  | Soil Sampling and Analysis - Metal: Arsenic | The Contractor shall conduct on-site measurements, collect soil samples and analyze them for all the parameters specified in the order as per Spec Item 3.2., Sampling and Laboratory Services. Respond within 1 working day from receipt of order. |  | EA | 10 | 0
F932 |  | Soil Sampling and Analysis - Metal: Berillim | The Contractor shall conduct on-site mesurements, collect soil samples and analyze them for all the parameters specified in the order as per Spec Item 3.2., Sampling and Laboratory Services. Respond within 1 working day from receipt of order. |  | EA | 10 | 0
F933 |  | Soil Sampling and Analysis - Metal: Cadmium | The Contractor shall conduct on-site mesurements, collect soil samples and analyze them for all the parameters specified in the order as per Spec Item 3.2., Sampling and Laboratory Services. Respond within 1 working day from receipt of order. |  | EA | 10 | 0
F934 |  | Soil Sampling and Analysis - Metal: Cobalt | The Contractor shall conduct on-site measurements, collect soil samples and analyze them for all the parameters specified in the order as per Spec Item 3.2., Sampling and Laboratory Services. Respond within 1 working day from receipt of order. |  | EA | 10 | 0
F935 |  | Soil Sampling and Analysis - Metal: Chromium (total) | The Contractor shall conduct on-site measurements, collect soil samples and analyze them for all the parameters specified in the order as per Spec Item 3.2., Sampling and Laboratory Services. Respond within 1 working day from receipt of order. |  | EA | 10 | 0
F936 |  | Soil Sampling and Analysis - Metal: Chromium VI | The Contractor shall conduct on-site measurements, collect soil samples and analyze them for all the parameters specified in the order as per Spec Item 3.2., Sampling and Laboratory Services. Respond within 1 working day from receipt of order. |  | EA | 10 | 0
F937 |  | Soil Sampling and Analysis - Metal: Mercury | The Contractor shall conduct on-site measurements, collect soil samples and analyze them for all the parameters specified in the order as per Spec Item 3.2., Sampling and Laboratory Services. Respond within 1 working day from receipt of order. |  | EA | 10 | 0
F938 |  | Soil Sampling and Analysis - Metal: Nickel | The Contractor shall conduct on-site measurements, collect soil samples and analyze them for all the parameters specified in the order as per Spec Item 3.2., Sampling and Laboratory Services. Respond within 1 working day from receipt of order. |  | EA | 10 | 0
F939 |  | Soil Sampling and Analysis - Metal: Lead | The Contractor shall conduct on-site measurements, collect soil samples and analyze them for all the parameters specified in the order as per Spec Item 3.2., Sampling and Laboratory Services. Respond within 1 working day from receipt of order. |  | EA | 10 | 0
F940 |  | Soil Sampling and Analysis - Metal: Cooper | The Contractor shall conduct on-site measurements, collect soil samples and analyze them for all the parameters specified in the order as per Spec Item 3.2., Sampling and Laboratory Services. Respond within 1 working day from receipt of order. |  | EA | 10 | 0
F941 |  | Soil Sampling and Analysis - Metal: Selenium | The Contractor shall conduct on-site measurements, collect soil samples and analyze them for all the parameters specified in the order as per Spec Item 3.2., Sampling and Laboratory Services. Respond within 1 working day from receipt of order. |  | EA | 10 | 0
F942 |  | Soil Sampling and Analysis - Metal: Tin | The Contractor shall conduct on-site measurements, collect soil samples and analyze them for all the parameters specified in the order as per Spec Item 3.2., Sampling and Laboratory Services. Respond within 1 working day from receipt of order. |  | EA | 10 | 0
F943 |  | Soil Sampling and Analysis - Metal: Thallium | The Contractor shall conduct on-site measurements, collect soil samples and analyze them for all the parameters specified in the order as per Spec Item 3.2., Sampling and Laboratory Services. Respond within 1 working day from receipt of order. |  | EA | 10 | 0
F944 |  | Soil Sampling and Analysis - Metal: Vanadium | The Contractor shall conduct on-site measurements, collect soil samples and analyze them for all the parameters specified in the order as per Spec Item 3.2., Sampling and Laboratory Services. Respond within 1 working day from receipt of order. |  | EA | 10 | 0
F945 |  | Soil Sampling and Analysis - Metal: Zinc | The Contractor shall conduct on-site measurements, collect soil samples and analyze them for all the parameters specified in the order as per Spec Item 3.2., Sampling and Laboratory Services. Respond within 1 working day from receipt of order. |  | EA | 10 | 0
F946 |  | Soil Sampling and Analysis - Metal: Cyanides (free) | The Contractor shall conduct on-site measurements, collect soil samples and analyze them for all the parameters specified in the order as per Spec Item 3.2., Sampling and Laboratory Services. Respond within 1 working day from receipt of order. |  | EA | 10 | 0
F947 |  | Soil Sampling and Analysis - Metal: Fluorides | The Contractor shall conduct on-site measurements, collect soil samples and analyze them for all the parameters specified in the order as per Spec Item 3.2., Sampling and Laboratory Services. Respond within 1 working day from receipt of order. |  | EA | 10 | 0
F948 |  | Soil Sampling and Analysis - Aromatic Compounds: Benzene | The Contractor shall conduct on-site measurements, collect soil samples and analyze them for all the parameters specified in the order as per Spec Item 3.2., Sampling and Laboratory Services. Respond within 1 working day from receipt of order. |  | EA | 10 | 0
F949 |  | Soil Sampling and Analysis - Aromatic Compounds: Ethylbenzene | The Contractor shall conduct on-site measurements, collect soil samples and analyze them for all the parameters specified in the order as per Spec Item 3.2., Sampling and Laboratory Services. Respond within 1 working day from receipt of order. |  | EA | 10 | 0
F950 |  | Soil Sampling and Analysis - Aromatic Compounds: Styrene | The Contractor shall conduct on-site measurements, collect soil samples and analyze them for all the parameters specified in the order as per Spec Item 3.2., Sampling and Laboratory Services. Respond within 1 working day from receipt of order. |  | EA | 10 | 0
F951 |  | Soil Sampling and Analysis - Aromatic Compounds: Toluene | The Contractor shall conduct on-site measurements, collect soil samples and analyze them for all the parameters specified in the order as per Spec Item 3.2., Sampling and Laboratory Services. Respond within 1 working day from receipt of order. |  | EA | 10 | 0
F952 |  | Soil Sampling and Analysis - Aromatic Compounds: Xylene | The Contractor shall conduct on-site measurements, collect soil samples and analyze them for all the parameters specified in the order as per Spec Item 3.2., Sampling and Laboratory Services. Respond within 1 working day from receipt of order. |  | EA | 10 | 0
F953 |  | Soil Sampling and Analysis - Polycyclic Aromatic Compounds: Benzo(a)anthracene | The Contractor shall conduct on-site measurements, collect soil samples and analyze them for all the parameters specified in the order as per Spec Item 3.2., Sampling and Laboratory Services. Respond within 1 working day from receipt of order. |  | EA | 10 | 0
F954 |  | Soil Sampling and Analysis - Polycyclic Aromatic Compounds: Benzo(a)pyrene | The Contractor shall conduct on-site measurements, collect soil samples and analyze them for all the parameters specified in the order as per Spec Item 3.2., Sampling and Laboratory Services. Respond within 1 working day from receipt of order. |  | EA | 10 | 0
F955 |  | Soil Sampling and Analysis - Polycyclic Aromatic Compounds: Benzo(b)fluoranthene | The Contractor shall conduct on-site measurements, collect soil samples and analyze them for all the parameters specified in the order as per Spec Item 3.2., Sampling and Laboratory Services. Respond within 1 working day from receipt of order. |  | EA | 10 | 0
F956 |  | Soil Sampling and Analysis - Polycyclic Aromatic Compounds: Benzo(k)fluoranthene | The Contractor shall conduct on-site measurements, collect soil samples and analyze them for all the parameters specified in the order as per Spec Item 3.2., Sampling and Laboratory Services. Respond within 1 working day from receipt of order. |  | EA | 10 | 0
F957 |  | Soil Sampling and Analysis - Polycyclic Aromatic Compounds: Benzo(g, h, i)perylene | The Contractor shall conduct on-site measurements, collect soil samples and analyze them for all the parameters specified in the order as per Spec Item 3.2., Sampling and Laboratory Services. Respond within 1 working day from receipt of order. |  | EA | 10 | 0
F958 |  | Soil Sampling and Analysis - Polycyclic Aromatic Compounds: Chrysene | The Contractor shall conduct on-site measurements, collect soil samples and analyze them for all the parameters specified in the order as per Spec Item 3.2., Sampling and Laboratory Services. Respond within 1 working day from receipt of order. |  | EA | 10 | 0
F959 |  | Soil Sampling and Analysis - Polycyclic Aromatic Compounds: Dibenzo(a, e)pyrene | The Contractor shall conduct on-site measurements, collect soil samples and analyze them for all the parameters specified in the order as per Spec Item 3.2., Sampling and Laboratory Services. Respond within 1 working day from receipt of order. |  | EA | 10 | 0
F960 |  | Soil Sampling and Analysis - Polycyclic Aromatic Compounds: Dibenzo(a, l)pyrene | The Contractor shall conduct on-site measurements, collect soil samples and analyze them for all the parameters specified in the order as per Spec Item 3.2., Sampling and Laboratory Services. Respond within 1 working day from receipt of order. |  | EA | 10 | 0
F961 |  | Soil Sampling and Analysis - Polycyclic Aromatic Compounds: Dibenzo(a, i)pyrene | The Contractor shall conduct on-site measurements, collect soil samples and analyze them for all the parameters specified in the order as per Spec Item 3.2., Sampling and Laboratory Services. Respond within 1 working day from receipt of order. |  | EA | 10 | 0
F962 |  | Soil Sampling and Analysis - Polycyclic Aromatic Compounds: Dibenzo(a, h)pyrene | The Contractor shall conduct on-site measurements, collect soil samples and analyze them for all the parameters specified in the order as per Spec Item 3.2., Sampling and Laboratory Services. Respond within 1 working day from receipt of order. |  | EA | 10 | 0
F963 |  | Soil Sampling and Analysis - Polycyclic Aromatic Compounds: Dibenzo(a, h)anthracene | The Contractor shall conduct on-site measurements, collect soil samples and analyze them for all the parameters specified in the order as per Spec Item 3.2., Sampling and Laboratory Services. Respond within 1 working day from receipt of order. |  | EA | 10 | 0
F964 |  | Soil Sampling and Analysis - Polycyclic Aromatic Compounds: Indenopyrene | The Contractor shall conduct on-site measurements, collect soil samples and analyze them for all the parameters specified in the order as per Spec Item 3.2., Sampling and Laboratory Services. Respond within 1 working day from receipt of order. |  | EA | 10 | 0
F965 |  | Soil Sampling and Analysis - Polycyclic Aromatic Compounds: Pyrene | The Contractor shall conduct on-site measurements, collect soil samples and analyze them for all the parameters specified in the order as per Spec Item 3.2., Sampling and Laboratory Services. Respond within 1 working day from receipt of order. |  | EA | 10 | 0
F966 |  | Soil Sampling and Analysis - Aliphatic Chlorinated Carcinogenic Compounds: Chloromethane | The Contractor shall conduct on-site measurements, collect soil samples and analyze them for all the parameters specified in the order as per Spec Item 3.2., Sampling and Laboratory Services. Respond within 1 working day from receipt of order. |  | EA | 10 | 0
F967 |  | Soil Sampling and Analysis - Aliphatic Chlorinated Carcinogenic Compounds: Dichloromethane | The Contractor shall conduct on-site measurements, collect soil samples and analyze them for all the parameters specified in the order as per Spec Item 3.2., Sampling and Laboratory Services. Respond within 1 working day from receipt of order. |  | EA | 10 | 0
F968 |  | Soil Sampling and Analysis - Aliphatic Chlorinated Carcinogenic Compounds: Trichloromethane | The Contractor shall conduct on-site measurements, collect soil samples and analyze them for all the parameters specified in the order as per Spec Item 3.2., Sampling and Laboratory Services. Respond within 1 working day from receipt of order. |  | EA | 10 | 0
F969 |  | Soil Sampling and Analysis - Aliphatic Chlorinated Carcinogenic Compounds: Vinyl Chloride | The Contractor shall conduct on-site measurements, collect soil samples and analyze them for all the parameters specified in the order as per Spec Item 3.2., Sampling and Laboratory Services. Respond within 1 working day from receipt of order. |  | EA | 10 | 0
F970 |  | Soil Sampling and Analysis - Aliphatic Chlorinated Carcinogenic Compounds: 1,2 - Dichloroethane | The Contractor shall conduct on-site measurements, collect soil samples and analyze them for all the parameters specified in the order as per Spec Item 3.2., Sampling and Laboratory Services. Respond within 1 working day from receipt of order. |  | EA | 10 | 0
F971 |  | Soil Sampling and Analysis - Aliphatic Chlorinated Carcinogenic Compounds: 1,1 - Dichloroethylene | The Contractor shall conduct on-site measurements, collect soil samples and analyze them for all the parameters specified in the order as per Spec Item 3.2., Sampling and Laboratory Services. Respond within 1 working day from receipt of order. |  | EA | 10 | 0
F972 |  | Soil Sampling and Analysis - Aliphatic Chlorinated Carcinogenic Compounds: Trichloroethylene | The Contractor shall conduct on-site measurements, collect soil samples and analyze them for all the parameters specified in the order as per Spec Item 3.2., Sampling and Laboratory Services. Respond within 1 working day from receipt of order. |  | EA | 10 | 0
F973 |  | Soil Sampling and Analysis - Aliphatic Chlorinated Carcinogenic Compounds: Tetrachloroethylene (PCE) | The Contractor shall conduct on-site measurements, collect soil samples and analyze them for all the parameters specified in the order as per Spec Item 3.2., Sampling and Laboratory Services. Respond within 1 working day from receipt of order. |  | EA | 10 | 0
F974 |  | Soil Sampling and Analysis - Aliphatic Chlorinated Non-Carcinogenic Compounds: 1,1 - Dichloroethane | The Contractor shall conduct on-site measurements, collect soil samples and analyze them for all the parameters specified in the order as per Spec Item 3.2., Sampling and Laboratory Services. Respond within 1 working day from receipt of order. |  | EA | 10 | 0
F975 |  | Soil Sampling and Analysis - Aliphatic Chlorinated Non-Carcinogenic Compounds: 1,2 - Dichloroethylene | The Contractor shall conduct on-site measurements, collect soil samples and analyze them for all the parameters specified in the order as per Spec Item 3.2., Sampling and Laboratory Services. Respond within 1 working day from receipt of order. |  | EA | 10 | 0
F976 |  | Soil Sampling and Analysis - Aliphatic Chlorinated Non-Carcinogenic Compounds: 1,1,1 - Trichloroethane | The Contractor shall conduct on-site measurements, collect soil samples and analyze them for all the parameters specified in the order as per Spec Item 3.2., Sampling and Laboratory Services. Respond within 1 working day from receipt of order. |  | EA | 10 | 0
F977 |  | Soil Sampling and Analysis - Aliphatic Chlorinated Non-Carcinogenic Compounds: 1,2 - Di chloropropane | The Contractor shall conduct on-site measurements, collect soil samples and analyze them for all the parameters specified in the order as per Spec Item 3.2., Sampling and Laboratory Services. Respond within 1 working day from receipt of order. |  | EA | 10 | 0
F978 |  | Soil Sampling and Analysis - Aliphatic Chlorinated Non-Carcinogenic Compounds: 1,1,2 - Trichloroethane | The Contractor shall conduct on-site measurements, collect soil samples and analyze them for all the parameters specified in the order as per Spec Item 3.2., Sampling and Laboratory Services. Respond within 1 working day from receipt of order. |  | EA | 10 | 0
F979 |  | Soil Sampling and Analysis - Aliphatic Chlorinated Non-Carcinogenic Compounds: 1,2,3 - Trichloro propane | The Contractor shall conduct on-site measurements, collect soil samples and analyze them for all the parameters specified in the order as per Spec Item 3.2., Sampling and Laboratory Services. Respond within 1 working day from receipt of order. |  | EA | 10 | 0
F980 |  | Soil Sampling and Analysis - Aliphatic Chlorinated Non-Carcinogenic Compounds: 1,1,2,2 - Tetrachloroethane | The Contractor shall conduct on-site measurements, collect soil samples and analyze them for all the parameters specified in the order as per Spec Item 3.2., Sampling and Laboratory Services. Respond within 1 working day from receipt of order. |  | EA | 10 | 0
F981 |  | Soil Sampling and Analysis - Aliphatic Halogenated Carcinogenic Compounds: Tribromomethane | The Contractor shall conduct on-site measurements, collect soil samples and analyze them for all the parameters specified in the order as per Spec Item 3.2., Sampling and Laboratory Services. Respond within 1 working day from receipt of order. |  | EA | 10 | 0
F982 |  | Soil Sampling and Analysis - Aliphatic Halogenated Carcinogenic Compounds: 1,2 - Dibromoethane | The Contractor shall conduct on-site measurements, collect soil samples and analyze them for all the parameters specified in the order as per Spec Item 3.2., Sampling and Laboratory Services. Respond within 1 working day from receipt of order. |  | EA | 10 | 0
F983 |  | Soil Sampling and Analysis - Aliphatic Halogenated Carcinogenic Compounds: Dibromochloromethane | The Contractor shall conduct on-site measurements, collect soil samples and analyze them for all the parameters specified in the order as per Spec Item 3.2., Sampling and Laboratory Services. Respond within 1 working day from receipt of order. |  | EA | 10 | 0
F984 |  | Soil Sampling and Analysis - Aliphatic Halogenated Carcinogenic Compounds: Bromodichloromethane | The Contractor shall conduct on-site measurements, collect soil samples and analyze them for all the parameters specified in the order as per Spec Item 3.2., Sampling and Laboratory Services. Respond within 1 working day from receipt of order. |  | EA | 10 | 0
F985 |  | Soil Sampling and Analysis - Nitroaromatic Compounds: Nitrobenzene | The Contractor shall conduct on-site measurements, collect soil samples and analyze them for all the parameters specified in the order as per Spec Item 3.2., Sampling and Laboratory Services. Respond within 1 working day from receipt of order. |  | EA | 10 | 0
F986 |  | Soil Sampling and Analysis - Nitroaromatic Compounds: 1,2 - Dinitrobenzene | The Contractor shall conduct on-site measurements, collect soil samples and analyze them for all the parameters specified in the order as per Spec Item 3.2., Sampling and Laboratory Services. Respond within 1 working day from receipt of order. |  | EA | 10 | 0
F987 |  | Soil Sampling and Analysis - Nitroaromatic Compounds: 1,3 - Dinitrobenzene | The Contractor shall conduct on-site measurements, collect soil samples and analyze them for all the parameters specified in the order as per Spec Item 3.2., Sampling and Laboratory Services. Respond within 1 working day from receipt of order. |  | EA | 10 | 0
F988 |  | Soil Sampling and Analysis - Nitroaromatic Compounds: Chloronitrobenzene | The Contractor shall conduct on-site measurements, collect soil samples and analyze them for all the parameters specified in the order as per Spec Item 3.2., Sampling and Laboratory Services. Respond within 1 working day from receipt of order. |  | EA | 10 | 0
F989 |  | Soil Sampling and Analysis - Chloroaromatic Compounds: Mon chlorobenzene | The Contractor shall conduct on-site measurements, collect soil samples and analyze them for all the parameters specified in the order as per Spec Item 3.2., Sampling and Laboratory Services. Respond within 1 working day from receipt of order. |  | EA | 10 | 0
F990 |  | Soil Sampling and Analysis - Chloroaromatic Compounds: Di chloroaromatic Non-Carcinogenic Compounds (1,2 - Dichlorobenzene) | The Contractor shall conduct on-site measurements, collect soil samples and analyze them for all the parameters specified in the order as per Spec Item 3.2., Sampling and Laboratory Services. Respond within 1 working day from receipt of order. |  | EA | 10 | 0
F991 |  | Soil Sampling and Analysis - Chloroaromatic Compounds: Di chloroaromatic Carcinogenic Compounds (1,4 - Dichlorobenzene) | The Contractor shall conduct on-site measurements, collect soil samples and analyze them for all the parameters specified in the order as per Spec Item 3.2., Sampling and Laboratory Services. Respond within 1 working day from receipt of order. |  | EA | 10 | 0
F992 |  | Soil Sampling and Analysis - Chloroaromatic Compounds: 1,2,4 - Trichlorobenzene | The Contractor shall conduct on-site measurements, collect soil samples and analyze them for all the parameters specified in the order as per Spec Item 3.2., Sampling and Laboratory Services. Respond within 1 working day from receipt of order. |  | EA | 10 | 0
F993 |  | Soil Sampling and Analysis - Chloroaromatic Compounds: 1,2,4,5 - Tetra chlorobenzene | The Contractor shall conduct on-site measurements, collect soil samples and analyze them for all the parameters specified in the order as per Spec Item 3.2., Sampling and Laboratory Services. Respond within 1 working day from receipt of order. |  | EA | 10 | 0
F994 |  | Soil Sampling and Analysis - Chloroaromatic Compounds: Pentachloro benzene | The Contractor shall conduct on-site measurements, collect soil samples and analyze them for all the parameters specified in the order as per Spec Item 3.2., Sampling and Laboratory Services. Respond within 1 working day from receipt of order. |  | EA | 10 | 0
F995 |  | Soil Sampling and Analysis - Chloroaromatic Compounds: | The Contractor shall conduct on-site measurements, collect soil samples and analyze them for all the parameters specified in the order as per Spec Item 3.2., Sampling and Laboratory Services. Respond within 1 working day from receipt of order. |  | EA | 10 | 0
F996 |  | Soil Sampling and Analysis - Chloroaromatic Compounds: Esa chlorobenzene | The Contractor shall conduct on-site measurements, collect soil samples and analyze them for all the parameters specified in the order as per Spec Item 3.2., Sampling and Laboratory Services. Respond within 1 working day from receipt of order. |  | EA | 10 | 0
F997 |  | Soil Sampling and Analysis - Non-Chlorinated Phenols: Methyl phenols (o-, m-, p-) | The Contractor shall conduct on-site measurements, collect soil samples and analyze them for all the parameters specified in the order as per Spec Item 3.2., Sampling and Laboratory Services. Respond within 1 working day from receipt of order. |  | EA | 10 | 0
F998 |  | Soil Sampling and Analysis - Non-Chlorinated Phenols: Phenols | The Contractor shall conduct on-site measurements, collect soil samples and analyze them for all the parameters specified in the order as per Spec Item 3.2., Sampling and Laboratory Services. Respond within 1 working day from receipt of order. |  | EA | 10 | 0
F999 |  | Soil Sampling and Analysis - Chlorinated Phenols: 2 - Chlorophenol | The Contractor shall conduct on-site measurements, collect soil samples and analyze them for all the parameters specified in the order as per Spec Item 3.2., Sampling and Laboratory Services. Respond within 1 working day from receipt of order. |  | EA | 10 | 0
F1000 |  | Soil Sampling and Analysis - Chlorinated Phenols: 2,4 - Dichlorophenol | The Contractor shall conduct on-site measurements, collect soil samples and analyze them for all the parameters specified in the order as per Spec Item 3.2., Sampling and Laboratory Services. Respond within 1 working day from receipt of order. |  | EA | 10 | 0
F1001 |  | Soil Sampling and Analysis - Chlorinated Phenols: 2,4, 6 - Trichlorophenol | The Contractor shall conduct on-site measurements, collect soil samples and analyze them for all the parameters specified in the order as per Spec Item 3.2., Sampling and Laboratory Services. Respond within 1 working day from receipt of order. |  | EA | 10 | 0
F1002 |  | Soil Sampling and Analysis - Chlorinated Phenols: Pentachlorophenol | The Contractor shall conduct on-site measurements, collect soil samples and analyze them for all the parameters specified in the order as per Spec Item 3.2., Sampling and Laboratory Services. Respond within 1 working day from receipt of order. |  | EA | 10 | 0
F1003 |  | Soil Sampling and Analysis - Aromatic Amines: Aniline | The Contractor shall conduct on-site measurements, collect soil samples and analyze them for all the parameters specified in the order as per Spec Item 3.2., Sampling and Laboratory Services. Respond within 1 working day from receipt of order. |  | EA | 10 | 0
F1004 |  | Soil Sampling and Analysis - Aromatic Amines: o - Anisidine | The Contractor shall conduct on-site measurements, collect soil samples and analyze them for all the parameters specified in the order as per Spec Item 3.2., Sampling and Laboratory Services. Respond within 1 working day from receipt of order. |  | EA | 10 | 0
F1005 |  | Soil Sampling and Analysis - Aromatic Amines: m,p - Anisidine | The Contractor shall conduct on-site measurements, collect soil samples and analyze them for all the parameters specified in the order as per Spec Item 3.2., Sampling and Laboratory Services. Respond within 1 working day from receipt of order. |  | EA | 10 | 0
F1006 |  | Soil Sampling and Analysis - Aromatic Amines: Diphenylamine | The Contractor shall conduct on-site measurements, collect soil samples and analyze them for all the parameters specified in the order as per Spec Item 3.2., Sampling and Laboratory Services. Respond within 1 working day from receipt of order. |  | EA | 10 | 0
F1007 |  | Soil Sampling and Analysis - Aromatic Amines: p - Toluidine | The Contractor shall conduct on-site measurements, collect soil samples and analyze them for all the parameters specified in the order as per Spec Item 3.2., Sampling and Laboratory Services. Respond within 1 working day from receipt of order. |  | EA | 10 | 0
F1008 |  | Soil Sampling and Analysis - Pesticides: Alachlor | The Contractor shall conduct on-site measurements, collect soil samples and analyze them for all the parameters specified in the order as per Spec Item 3.2., Sampling and Laboratory Services. Respond within 1 working day from receipt of order. |  | EA | 10 | 0
F1009 |  | Soil Sampling and Analysis - Pesticides: Aldrin | The Contractor shall conduct on-site measurements, collect soil samples and analyze them for all the parameters specified in the order as per Spec Item 3.2., Sampling and Laboratory Services. Respond within 1 working day from receipt of order. |  | EA | 10 | 0
F1010 |  | Soil Sampling and Analysis - Pesticides: Atrazine | The Contractor shall conduct on-site measurements, collect soil samples and analyze them for all the parameters specified in the order as per Spec Item 3.2., Sampling and Laboratory Services. Respond within 1 working day from receipt of order. |  | EA | 10 | 0
F1011 |  | Soil Sampling and Analysis - Pesticides: α - esachloroesane | The Contractor shall conduct on-site measurements, collect soil samples and analyze them for all the parameters specified in the order as per Spec Item 3.2., Sampling and Laboratory Services. Respond within 1 working day from receipt of order. |  | EA | 10 | 0
F1012 |  | Soil Sampling and Analysis - Pesticides: β - esachloroesane | The Contractor shall conduct on-site measurements, collect soil samples and analyze them for all the parameters specified in the order as per Spec Item 3.2., Sampling and Laboratory Services. Respond within 1 working day from receipt of order. |  | EA | 10 | 0
F1013 |  | Soil Sampling and Analysis - Pesticides: γ - esachloroesane (Lindane) | The Contractor shall conduct on-site measurements, collect soil samples and analyze them for all the parameters specified in the order as per Spec Item 3.2., Sampling and Laboratory Services. Respond within 1 working day from receipt of order. |  | EA | 10 | 0
F1014 |  | Soil Sampling and Analysis - Pesticides: Chlordane | The Contractor shall conduct on-site measurements, collect soil samples and analyze them for all the parameters specified in the order as per Spec Item 3.2., Sampling and Laboratory Services. Respond within 1 working day from receipt of order. |  | EA | 10 | 0
F1015 |  | Soil Sampling and Analysis - Pesticides: DDD, DDT, DDE | The Contractor shall conduct on-site measurements, collect soil samples and analyze them for all the parameters specified in the order as per Spec Item 3.2., Sampling and Laboratory Services. Respond within 1 working day from receipt of order. |  | EA | 10 | 0
F1016 |  | Soil Sampling and Analysis - Pesticides: Dieldrin | The Contractor shall conduct on-site measurements, collect soil samples and analyze them for all the parameters specified in the order as per Spec Item 3.2., Sampling and Laboratory Services. Respond within 1 working day from receipt of order. |  | EA | 10 | 0
F1017 |  | Soil Sampling and Analysis - Pesticides: Endrin | The Contractor shall conduct on-site measurements, collect soil samples and analyze them for all the parameters specified in the order as per Spec Item 3.2., Sampling and Laboratory Services. Respond within 1 working day from receipt of order. |  | EA | 10 | 0
F1018 |  | Soil Sampling and Analysis - Dioxins and Furans: PCDD, PCDF (total) | The Contractor shall conduct on-site measurements, collect soil samples and analyze them for all the parameters specified in the order as per Spec Item 3.2., Sampling and Laboratory Services. Respond within 1 working day from receipt of order. |  | EA | 10 | 0
F1019 |  | Soil Sampling and Analysis - Dioxins and Furans: PCB | The Contractor shall conduct on-site measurements, collect soil samples and analyze them for all the parameters specified in the order as per Spec Item 3.2., Sampling and Laboratory Services. Respond within 1 working day from receipt of order. |  | EA | 10 | 0
F1020 |  | Soil Sampling and Analysis - Hydrocarbons: ight Hydrocarbons C≤12 | The Contractor shall conduct on-site measurements, collect soil samples and analyze them for all the parameters specified in the order as per Spec Item 3.2., Sampling and Laboratory Services. Respond within 1 working day from receipt of order. |  | EA | 10 | 0
F1021 |  | Soil Sampling and Analysis - Hydrocarbons: Heavy Hydrocarbons C>12 | The Contractor shall conduct on-site measurements, collect soil samples and analyze them for all the parameters specified in the order as per Spec Item 3.2., Sampling and Laboratory Services. Respond within 1 working day from receipt of order. |  | EA | 10 | 0
F1022 |  | Soil Sampling and Analysis: Asbestos (free fibers) | The Contractor shall conduct on-site measurements, collect soil samples and analyze them for all the parameters specified in the order as per Spec Item 3.2., Sampling and Laboratory Services. Respond within 1 working day from receipt of order. |  | EA | 10 | 0
F1023 |  | Soil Sampling and Analysis: Phtalic Acid's Esters | The Contractor shall conduct on-site measurements, collect soil samples and analyze them for all the parameters specified in the order as per Spec Item 3.2., Sampling and Laboratory Services. Respond within 1 working day from receipt of order. |  | EA | 10 | 0
F1024-F1029 | Reserved
Unit Priced Labor (UPL) Work
F1030 |  | Unit Priced Composite Skilled Labor Work - MUST BE NEGOTIATED BY KO | Provide one composite skilled labor hour of work-in-place performed by substantially and highly trained, certified, and/or licensed craftsmen and technicians. The composite labor hour rate should be an average of various trades such as carpenters, painters, electricians, plumbers, equipment mechanics, electronics technicians, and pest controllers, per the scope and delivery schedule specified in the order. |  | HR | 2500 | 0
F1031 |  | Unit Priced Composite Unskilled Labor Work - MUST BE NEGOTIATED BY KO | Provide one composite unskilled labor hour of work-in-place performed by minimally trained or untrained workers, including custodial and grounds maintenance workers, and common laborers per the scope and delivery schedule specified in the order. |  | HR | 2500 | 0
F1032 |  | Material and Equipment Costs - MUST BE NEGOTIATED BY KO | Provide all materials and equipment to perform Unit Priced Labor work per the scope and delivery schedule specified in the order. |  | LS | NTE | 100000
TOTAL FOR LINE ITEM 0012 - 5TH OPTION PERIOD - NON-RECURRING WORK (ELINs F700 THROUGH F1032) | [6 empty] | 100000

## CLIN 013 - 6th OP - RW
ATTACHMENT J-0200000-12 XX
EXHIBIT LINE ITEM NUMBERS
SOLICITATION/CONTRACT # N62470-25-R-0020 XX-R-00XX
EXHIBIT G A - SIXTH OPTION BASE PERIOD - RECURRING WORK
CLIN 0013
Line Item 0013 - Recurring Work - 6th Option Year
PROVIDE PRICES TO PERFORM RECURRING WORK - IN ACCORDANCE WITH SECTION C, SPEC ITEM 3
ELIN/Sub-ELINs G001 THROUGH G023 21
ELIN / Sub ELIN | Annex/Sub-annex | Spec Item | Description | Quantity | Unit of Issue | Unit Price | Total Price
G001 |  |  | Commander Naval Region Europe (CNRE)
| 1501000 |  | Facility Management
G001AA |  | 3.1 | Infrastructure Condition Assessment Program (ICAP) Services | 12 | MO |  | 0
| 1502000 |  | Facility Investment
|  | 3.1 | Emergency, Urgent, and Routine (E/U/R) Work
G001AB | 1502000 | 3.1.1 | Emergency | 12 | MO |  | 0
G001AC | 1502000 | 3.1.2 | Urgent | 12 | MO |  | 0
G001AD | 1502000 | 3.1.3 | Routine | 12 | MO |  | 0
|  | 3.2 | Facility Bullets
G001AE | 1502000 | 3.2 | Facility Bullets | 12 | MO |  | 0
|  | 3.3 | Preventive Maintenance (PM) Program
G001AF | 1502000 | 3.3.2 | Lightning Arrestors and Grounding Devices | 12 | MO |  | 0
G001AG | 1502000 | 3.3.3 | Vertical Transportation Equipment (VTE) | 12 | MO |  | 0
G001AH | 1502000 | 3.3.5 | Auxiliary Generator Systems | 12 | MO |  | 0
G001AJ | 1502000 | 3.3.12 | Swimming Pool Maintenance | 12 | MO |  | 0
G001AK | 1502000 | 3.3.15 | Aboveground (AST) and Underground (UST) Storage Tanks | 12 | MO |  | 0
G001AL | 1502000 | 3.3.16 | Overhead and Roll-up Doors | 12 | MO |  | 0
G001AM | 1502000 | 3.3.17 | Hangar Doors | 12 | MO |  | 0
G001AN | 1502000 | 3.3.18 | Drinking Fountains/Water Coolers | 12 | MO |  | 0
G001AP | 1502000 | 3.3.19 | Airfield Light Tower | 12 | MO |  | 0
G001AQ | 1502000 | 3.3.21 | Irrigation System | 12 | MO |  | 0
|  | 3.4 | Integrated Maintenance Program (IMP)
G001AR | 1502000 | 3.4.1 | HVAC and Refrigeration Systems | 12 | MO |  | 0
G001AS | 1502000 | 3.4.2 | Fire Protection Systems | 12 | MO |  | 0
G001AT | 1502000 | 3.4.3 | Boilers and UPVs | 12 | MO |  | 0
|  | 3.5 | Inspection, Testing, and Certification Program
G001AU | 1502000 | 3.5.2 | Vertical Transportation Equipment (VTE) | 12 | MO |  | 0
|  | 3.6 | Other Recurring Services Program
G001AV | 1502000 | 3.6.1 | Exhaust Hoods and Ducts | 12 | MO |  | 0
G001AW | 1502000 | 3.6.2 | HVAC Water Testing and Treatment Services | 12 | MO |  | 0
G001AX | 1502000 | 3.6.3 | Boiler Water Testing and Treatment Services | 12 | MO |  | 0
G001AY | 1502000 | 3.6.4 | Solar Panel Maintenance | 12 | MO |  | 0
G001AZ | 1502000 | 3.6.5 | Gutter and Roof Inspections | 12 | MO |  | 0
G001BA | 1502000 | 3.6.7 | Magnetic Key Card System Maintenance | 12 | MO |  | 0
G001BB | 1502000 | 3.6.9 | Vehicle Lift Maintenance | 12 | MO |  | 0
G001BC | 1502000 | 3.6.10 | Swimming Pool Water Testing and Treatment Services | 12 | MO |  | 0
G001BD | 1502000 | 3.6.11 | Fall Protection Lifeline Systems Inspection and Certification | 12 | MO |  | 0
G001BE | 1502000 | 3.6.13 | Oil-Water Separators and Grease Traps Maintenance | 12 | MO |  | 0
G001BF | 1502000 | 3.6.14 | Car Wash Water Treatment System | 12 | MO |  | 0
G001BG | 1502000 | 3.6.15 | Fire Extinguisher Inspection and Maintenance | 12 | MO |  | 0
| 1503010 |  | Custodial
G001BH | 1503010 | 3.1 | Scheduled Services | 12 | MO |  | 0
G001BJ | 1503010 | 3.1 | Scheduled Services for AMC (29% FX Pro-Rata) | 12 | MO |  | 0
| 1503020 |  | Pest Control
G001BK | 1503020 | 3.1 | Scheduled Pest Control | 12 | MO |  | 0
G001BL | 1503020 | 3.2 | Pest Control Service Orders | 12 | MO |  | 0
G001BM | 1503020 | 3.3 | Pest Management Reporting | 12 | MO |  | 0
| 1503030 |  | Integrated Solid Waste Management
G001BN | 1503030 | 3.1 - 3.5 | Recurring Work | 12 | MO |  | 0
G001BP | 1503030 | 3.6 | Special Collection Services | 12 | MO |  | 0
| 1503050 |  | Grounds Maintenance and Landscaping
G001BQ | 1503050 | 3.1 | Improved Grounds | 12 | MO |  | 0
G001BR | 1503050 | 3.2 | Operational Areas | 12 | MO |  | 0
G001BS | 1503050 | 3.3 | Storm Drainage Systems | 12 | MO |  | 0
G001BT | 1503050 | 3.4 | Outdoor Waste Collection | 12 | MO |  | 0
G001BU | 1503050 | 3.4 | Outdoor Waste Collection for AMC | 12 | MO |  | 0
G001BV | 1503050 | 3.5 | Playgrounds Maintenance | 12 | MO |  | 0
| 1503060 |  | Pavement Clearance
G001BW | 1503060 | 3.1 | Pavement Sweeping Services | 12 | MO |  | 0
G001BX | 1503060 | 3.2 | Pavement Clearance Service Orders | 12 | MO |  | 0
| 1601000 |  | Utility Management
|  | 3.1 | Utility Service Orders
G001BY | 1601000 | 3.1.1 | Emergency Service Orders | 12 | MO |  | 0
G001BZ | 1601000 | 3.1.2 | Routine Service Orders | 12 | MO |  | 0
G001CA | 1601000 | 3.2 | Utility Operations Management | 12 | MO |  | 0
G001CB | 1601000 | 3.3 | Utility Infrastructure Condition Assessment (UICAP) Support | 12 | MO |  | 0
| 1602000 |  | Electrical |  | `
|  | 3.1 | Preventive Maintenance (PM) Program
G001CC | 1602000 | 3.1.1 | High Voltage Systems Maintenance | 12 | MO |  | 0
|  | 3.2 | Other Recurring Services Program
G001CD | 1602000 | 3.2.1 | Photo Voltaic Systems Maintenance | 12 | MO |  | 0
| 1603000 |  | Natural Gas
G001CE | 1603000 | 3.1 | Integrated Maintenance Program (IMP) | 12 | MO |  | 0
| 1604000 |  | Wastewater
G001CF | 1604000 | 3.1 | Preventive Maintenance (PM) Program | 12 | MO |  | 0
G001CG | 1604000 | 3.2 | Other Recurring Services | 12 | MO |  | 0
| 1606001 |  | Water (Overseas)
G001CH | 1606001 | 3.1 | Preventive Maintenance (PM) Program | 12 | MO |  | 0
G001CJ | 1606001 | 3.2 | Unidirectional Flushing (UDF) Plan | 12 | MO |  | 0
G001CK | 1606001 | 3.3 | Well Development and Water Treatment and Distribution System Support | 12 | MO |  | 0
| 1700000 |  | Transportation
G001CL | 1700000 | 3.1 | Bus Services | 12 | MO |  | 0
| 1800000 |  | Environmental
G001CM | 1800000 | 3.1 | Oil and Hazardous Substance (OHS) Spill Response and Cleanup Ashore | 12 | MO |  | 0
|  |  | CNRE SUBTOTAL: |  |  |  | 0
AMC - Specification 1503010, Spec Item 3
|  |  | Scheduled Custodial Services, Spec Item 3.1 | 12 | MO |  | 0
Reserved
|  |  | AMC - CNRE Funded SUBTOTAL: |  |  |  | 0
G002 |  |  | MWR (Morale, Welfare, and Recreation) - CNRE FUNDED
| 1502000 |  | Facility Investment
|  | 3.1 | Emergency, Urgent, and Routine (E/U/R) Work
G002AA | 1502000 | 3.1.1 | Emergency | 12 | MO |  | 0
G002AB | 1502000 | 3.1.2 | Urgent | 12 | MO |  | 0
G002AC | 1502000 | 3.1.3 | Routine | 12 | MO |  | 0
|  | 3.4 | Integrated Maintenance Program (IMP)
G002AD | 1502000 | 3.4.2 | Fire Protection Systems | 12 | MO |  | 0
|  | 3.6 | Other Recurring Services Program
G002AE | 1502000 | 3.6.1 | Exhaust Hoods and Ducts | 12 | MO |  | 0
F002AF | 1502000 | 3.6.9 | Vehicle Lift Maintenance | 12 | MO |  | 0
G002AG | 1502000 | 3.6.13 | Oil-Water Separators and Grease Traps Maintenance | 12 | MO |  | 0
| 1503010 |  | Custodial
G002AH | 1503010 | 3.1 | Scheduled Services | 12 | MO |  | 0
| 1503020 |  | Pest Control
G002AJ | 1503020 | 3.1 | Scheduled Pest Control | 12 | MO |  | 0
G002AK | 1503020 | 3.3 | Pest Management Reporting | 12 | MO |  | 0
|  |  | MWR - SUBTOTAL: |  |  |  | 0
G003 |  |  | NEXCOM (Navy Exchange) - CNRE FUNDED
| 1502000 |  | Facility Investment
|  | 3.4 | Integrated Maintenance Program (IMP)
G003AA | 1502000 | 3.4.2 | Fire Protection Systems | 12 | MO |  | 0
|  | 3.6 | Other Recurring Services Program
G003AB | 1502000 | 3.6.1 | Exhaust Hoods and Ducts | 12 | MO |  | 0
| 1503020 |  | Pest Control
G003AC | 1503020 | 3.1 | Scheduled Pest Control | 12 | MO |  | 0
G003AD | 1503020 | 3.2 | Pest Control Service Orders | 12 | MO |  | 0
G003AE | 1503020 | 3.3 | Pest Management Reporting | 12 | MO |  | 0
| 1503030 |  | Integrated Solid Waste Management
G003AF | 1503030 | 3.1 - 3.5 | Recurring Work | 12 | MO |  | 0
|  |  | NEXCOM - SUBTOTAL: |  |  |  | 0
G004 |  |  | HAZMIN Center - CNRE FUNDED
| 1503010 |  | Custodial
G004AA | 1503010 | 3.1 | Scheduled Services | 12 | MO |  | 0
| 1503030 |  | Integrated Solid Waste Management
G004AB | 1503030 | 3.1 - 3.5 | Recurring Work | 12 | MO |  | 0
|  |  | HAZMIN Center - SUBTOTAL: |  |  |  | 0
G005 |  |  | BOA (Bank of America)
| 1503010 |  | Custodial
G005AA | 1503010 | 3.1 | Scheduled Services | 12 | MO |  | 0
| 1503030 |  | Integrated Solid Waste Management
G005AB | 1503030 | 3.1 - 3.5 | Recurring Work | 12 | MO |  | 0
|  |  | BOA SUBTOTAL: |  |  |  | 0
G006 |  |  | AMC (Air Mobility Command)
| 1502000 |  | Facility Investment
|  | 3.6 | Other Recurring Services Program
G006AA | 1502000 | 3.6.1 | Exhaust Hoods and Ducts | 12 | MO |  | 0
G006AB | 1502000 | 3.6.13 | Oil-Water Separators and Grease Traps Maintenance | 12 | MO |  | 0
| 1503010 |  | Custodial
G006AC | 1503010 | 3.1 | Scheduled Services | 12 | MO |  | 0
| 1503020 |  | Pest Control
G006AD | 1503020 | 3.1 | Scheduled Pest Control | 12 | MO |  | 0
G006AE | 1503020 | 3.2 | Pest Control Service Orders | 12 | MO |  | 0
G006AF | 1503020 | 3.3 | Pest Management Reporting | 12 | MO |  | 0
| 1503030 |  | Integrated Solid Waste Management
G006AG | 1503030 | 3.1 - 3.5 | Recurring Work | 12 | MO |  | 0
|  |  | AMC SUBTOTAL: |  |  |  | 0
G007 |  |  | DHA (Defense Health Agency)
| 1502000 |  | Facility Investment
|  | 3.1 | Emergency, Urgent, and Routine (E/U/R) Work
G007AA | 1502000 | 3.1.1 | Emergency | 12 | MO |  | 0
G007AB | 1502000 | 3.1.2 | Urgent | 12 | MO |  | 0
G007AC | 1502000 | 3.1.3 | Routine | 12 | MO |  | 0
|  | 3.1 | Preventive Maintenance (PM) Program
G007AD | 1502000 | 3.3.1 | Interior and Exterior Lighting Systems | 12 | MO |  | 0
G007AE | 1502000 | 3.3.2 | Lightning Arrestors and Grounding Devices | 12 | MO |  | 0
G007AF | 1502000 | 3.3.3 | Vertical Transportation Equipment (VTE) | 12 | MO |  | 0
G007AG | 1502000 | 3.3.4 | Compressed Air Systems | 12 | MO |  | 0
G007AH | 1502000 | 3.3.5 | Auxiliary Generators | 12 | MO |  | 0
G007AJ | 1502000 | 3.3.6 | Uninterruptable Power Supply Systems (UPS) | 12 | MO |  | 0
G007AK | 1502000 | 3.3.7 | Medical Air, Gas, and Vacuum Systems | 12 | MO |  | 0
G007AL | 1502000 | 3.3.8 | Communication Systems | 12 | MO |  | 0
G007AM | 1502000 | 3.3.9 | Intrusion Detection Systems | 12 | MO |  | 0
G007AN | 1502000 | 3.3.10 | Closed Circuit Surveillance Systems | 12 | MO |  | 0
G007AP | 1502000 | 3.3.11 | Automatic, Fire, and Roll-Up Doors | 12 | MO |  | 0
G007AQ | 1502000 | 3.3.13 | Facility Electric System | 12 | MO |  | 0
G007AR | 1502000 | 3.3.14 | Reverse Osmosis and Water Purification System | 12 | MO |  | 0
G007AS | 1502000 | 3.3.15 | Aboveground (AST) and Underground (UST) Storage Tanks | 12 | MO |  | 0
G007AT | 1502000 | 3.3.16 | Overhead and Roll-Up Doors | 12 | MO |  | 0
G007AU | 1502000 | 3.3.18 | Drinking Fountains/Water Coolers | 12 | MO |  | 0
G007AV | 1502000 | 3.3.20 | Emergency Eye Wash Station | 12 | MO |  | 0
G007AW | 1502000 | 3.3.21 | Irrigation System | 12 | MO |  | 0
|  | 3.4 | Integrated Maintenance Program (IMP)
G007AX | 1502000 | 3.4.1 | HVAC and Refrigeration Systems | 12 | MO |  | 0
G007AY | 1502000 | 3.4.2 | Fire Protection Systems | 12 | MO |  | 0
G007AZ | 1502000 | 3.4.3 | Boilers and UPVs | 12 | MO |  | 0
|  | 3.5 | Inspection, Testing, and Certification Program
G007BA | 1502000 | 3.5.1 | Boilers and UPVs | 12 | MO |  | 0
G007BB | 1502000 | 3.5.2 | Vertical Transportation Equipment (VTE) | 12 | MO |  | 0
|  | 3.6 | Other Recurring Services Program
G007BC | 1502000 | 3.6.1 | Exhaust Hoods and Ducts | 12 | MO |  | 0
G007BD | 1502000 | 3.6.2 | HVAC Water Testing and Treatment Services | 12 | MO |  | 0
G007BE | 1502000 | 3.6.3 | Boiler Water Testing and Treatment Services | 12 | MO |  | 0
G007BF | 1502000 | 3.6.11 | Miscellaneous Equipment | 12 | MO |  | 0
G007BG | 1502000 | 3.6.16 | Lift Station Maintenance | 12 | MO |  | 0
| 1503010 |  | Custodial
G007BA | 1503010 | 3.1 | Scheduled Services | 12 | MO |  | 0
G007BB | 1503010 | 3.2 | MTF Other/Special Cleaning Services (DHA) | 12 | MO |  | 0
| 1503020 |  | Pest Control
G007BC | 1503020 | 3.1 | Scheduled Pest Control | 12 | MO |  | 0
G007BD | 1503020 | 3.3 | Pest Management Reporting | 12 | MO |  | 0
| 1503030 |  | Integrated Solid Waste Management
G007BE | 1503030 | 3.1 - 3.5 | Recurring Work | 12 | MO |  | 0
| 1503050 |  | Grounds Maintenance and Landscaping
G007BF | 1503050 | 3.1 | Improved Grounds | 12 | MO |  | 0
G007BG | 1503050 | 3.4 | Outdoor Waste Collection | 12 | MO |  | 0
|  |  | DHA SUBTOTAL: |  |  |  | 0
G008 |  |  | DeCA (Defense Commissary Agency)
| 1502000 |  | Facility Investment
|  | 3.1 | Emergency, Urgent, and Routine (E/U/R) Work
G008AA |  | 3.1.2 | Urgent | 12 | MO |  | 0
|  | 3.1 | Preventive Maintenance (PM) Program
G008AB | 1502000 | 3.3.3 | Vertical Transportation Equipment (VTE) | 12 | MO |  | 0
|  | 3.4 | Integrated Maintenance Program (IMP)
G008AC | 1502000 | 3.4.2 | Fire Protection Systems | 12 | MO |  | 0
|  | 3.5 | Inspection, Testing, and Certification Program
G008AD | 1502000 | 3.5.2 | Vertical Transportation Equipment (VTE) | 12 | MO |  | 0
|  | 3.6 | Other Recurring Services Program
G008AE | 1502000 | 3.6.13 | Oil-Water Separators and Grease Traps Maintenance | 12 | MO |  | 0
| 1503020 |  | Pest Control
G008AE | 1503020 | 3.1 | Scheduled Pest Control | 12 | MO |  | 0
G008AF | 1503020 | 3.2 | Pest Control Service Orders | 12 | MO |  | 0
G008AG | 1503020 | 3.3 | Pest Management Reporting | 12 | MO |  | 0
| 1503030 |  | Integrated Solid Waste Management
G008AH | 1503030 | 3.1 - 3.5 | Recurring Work | 12 | MO |  | 0
|  |  | DeCA SUBTOTAL: |  |  |  | 0
G009 |  |  | DCS (Defense Courier Service)
| 1502000 |  | Facility Investment
|  | 3.4 | Integrated Maintenance Program (IMP)
G009AA | 1502000 | 3.4.2 | Fire Protection Systems | 12 | MO |  | 0
|  |  | DCS SUBTOTAL: |  |  |  | 0
G010 |  |  | DoDEA (Department of Defense Education Activity)
| 1503030 |  | Integrated Solid Waste Management
G010AA | 1503030 | 3.1 - 3.5 | Recurring Work | 12 | MO |  | 0
|  |  | DoDEA SUBTOTAL: |  |  |  | 0
G011 |  |  | DLA DISTRIBUTION
| 1502000 |  | Facility Investment
|  | 3.1 | Emergency, Urgent, and Routine (E/U/R) Work
G011AA | 1502000 | 3.1.1 | Emergency | 12 | MO |  | 0
G011AB | 1502000 | 3.1.2 | Urgent | 12 | MO |  | 0
G011AC | 1502000 | 3.1.3 | Routine | 12 | MO |  | 0
|  | 3.1 | Preventive Maintenance (PM) Program
G011AD | 1502000 | 3.3.3 3.5.2 | Vertical Transportation Equipment (VTE) | 12 | MO |  | 0
G011AE | 1502000 | 3.3.15 | Aboveground (AST) and Underground (UST) Storage Tanks | 12 | MO |  | 0
|  | 3.4 | Integrated Maintenance Program (IMP)
G011AF | 1502000 | 3.4.2 | Fire Protection Systems | 12 | MO |  | 0
|  | 3.5 | Inspection, Testing, and Certification Program
G011AG | 1502000 | 3.5.2 | Vertical Transportation Equipment (VTE) | 12 | MO |  | 0
|  | 3.6 | Other Recurring Services Program
G011AH | 1502000 | 3.6.4 | Solar Panel Maintenance | 12 | MO |  | 0
G011AJ | 1502000 | 3.6.5 | Gutter and Roof Inspections | 12 | MO |  | 0
G011AK | 1502000 | 3.6.12 | Fall Protection Lifeline Systems Inspection and Certification | 12 | MO |  | 0
| 1503020 |  | Pest Control
G011AL | 1503020 | 3.1 | Scheduled Pest Control | 12 | MO |  | 0
G011AM | 1503020 | 3.2 | Pest Control Service Orders | 12 | MO |  | 0
G011AN | 1503020 | 3.3 | Pest Management Reporting | 12 | MO |  | 0
| 1503030 |  | Integrated Solid Waste Management
G011AP | 1503030 | 3.1 - 3.5 | Recurring Work | 12 | MO |  | 0
|  |  | DLA DISTRIBUTION SUBTOTAL: |  |  |  | 0
G012 |  |  | DLA DISPOSITION
| 1503010 |  | Custodial
G012AA | 1503010 | 3.1 | Scheduled Services | 12 | MO |  | 0
| 1503020 |  | Pest Control
G012AB | 1503020 | 3.1 | Scheduled Pest Control | 12 | MO |  | 0
G012AC | 1503020 | 3.2 | Pest Control Service Orders | 12 | MO |  | 0
G012AD | 1503020 | 3.3 | Pest Management Reporting | 12 | MO |  | 0
|  |  | DLA DISPOSITION SUBTOTAL: |  |  |  | 0
G013 |  |  | NAVSUP FUELS - DLA ENERGY FUNDED
| 1502000 |  | Facility Investment
|  | 3.1 | Emergency, Urgent, and Routine (E/U/R) Work
G013AA | 1502000 | 3.1.1 | Emergency | 12 | MO |  | 0
G013AB | 1502000 | 3.1.2 | Urgent | 12 | MO |  | 0
G013AC | 1502000 | 3.1.3 | Routine | 12 | MO |  | 0
|  | 3.1 | Preventive Maintenance (PM) Program
G013AD | 1502000 | 3.3.2 | Lightning Arrestors and Grounding Devices | 12 | MO |  | 0
G013AE | 1502000 | 3.3.09 15 | Aboveground (AST) and Underground (UST) Storage Tanks | 12 | MO |  | 0
G013AF | 1502000 | 3.3.12 18 | Drinking Fountains/Water Coolers | 12 | MO |  | 0
G013AF | 1502000 | 3.3.16 23 | POL Fuel Depot Facilities and Distribution Systems | 12 | MO |  | 0
G013AG | 1502000 | 3.3.17 24 | Aviation Fuel Support Systems | 12 | MO |  | 0
G013AH | 1502000 | 3.3.18 25 | Vehicle Fueling Station Systems | 12 | MO |  | 0
|  | 3.4 | Integrated Maintenance Program (IMP)
G013AI | 1502000 | 3.4.2 | Fire Protection Systems | 12 | MO |  | 0
|  | 3.6 | Other Recurring Services Program
G013AK | 1502000 | 3.6.5 | Gutter and Roof Inspections | 12 | MO |  | 0
G013AL | 1502000 | 3.6.13 | Oil-Water Separators and Grease Traps Maintenance | 12 | MO |  | 0
| 1503010 |  | Custodial
G013AM | 1503010 | 3.1 | Scheduled Services | 12 | MO |  | 0
|  |  | NAVSUP FUELS - DLA ENERGY FUNDED SUBTOTAL: |  |  |  | 0
G014 |  |  | FAMILY HOUSING
| 1401000 |  | Family Housing
G014AA | 1401000 | 3.1 | Family Housing (FH) Maintenance and Repairs
G014AB | 1401000 | 3.1.1.1 | Emergency | 12 | MO |  | 0
G014AC | 1401000 | 3.1.1.2 | Urgent | 12 | MO |  | 0
G014AD | 1401000 | 3.1.1.3 | Routine | 12 | MO |  | 0
G014AE | 1401000 | 3.1.2 | Scheduled Roof Cleaning | 12 | MO |  | 0
| 1502000 |  | Facility Investment
|  | 3.1 | Preventive Maintenance (PM) Program
G014AF | 1502000 | 3.3.21 | Irrigation System | 12 | MO |  | 0
|  | 3.4 | Integrated Maintenance Program (IMP)
G014AG | 1502000 | 3.4.1 | HVAC and Refrigeration Systems | 12 | MO |  | 0
G014AH | 1502000 | 3.4.3 | Boilers and UPVs | 12 | MO |  | 0
|  | 3.6 | Other Recurring Services Program
G014AJ | 1502000 | 3.6.2 | HVAC Water Testing and Treatment Services | 12 | MO |  | 0
G014AK | 1502000 | 3.6.4 | Solar Panel Maintenance | 12 | MO |  | 0
| 1503010 |  | Custodial
G014AL | 1503010 | 3.1 | Scheduled Services | 12 | MO |  | 0
| 1503020 |  | Pest Control
G014AM | 1503020 | 3.1 | Scheduled Pest Control | 12 | MO |  | 0
G014AN | 1503020 | 3.2 | Pest Control Service Orders | 12 | MO |  | 0
G014AN | 1503020 | 3.2.1 | Unscheduled Pest Control Services | 12 | MO |  | 0
G014AP | 1503020 | 3.3 | Pest Management Reporting | 12 | MO |  | 0
| 1503030 |  | Integrated Solid Waste Management
G014AQ | 1503030 | 3.1 - 3.5 | Recurring Work | 12 | MO |  | 0
| 1503050 |  | Grounds Maintenance and Landscaping
G014AR | 1503050 | 3.1 | Improved Grounds | 12 | MO |  | 0
| 1503060 |  | Pavement Clearance
G014AS | 1503060 | 3.1 | Improved Grounds | 12 | MO |  | 0
|  |  | HOUSING SUBTOTAL: |  |  |  | 0
G015 |  |  | UNACCOMPANIED HOUSING
| 1402000 | 3 | Recurring Work
G015AA | 1402000 | 3.1 | Unaccompanied Housing (UH) Maintenance and Repairs | 12 | MO |  | 0
G015AB | 1402000 | 3.2 | Change of Occupancy Maintenance (COM) Services
G015AB | 1402000 | 3.2 | COM - Small BQ Units | 150 | EA |  | 0
G015AC | 1402000 | 3.2 | COM - Common Areas BQ Units | 200 | EA |  | 0
G015AD | 1402000 | 3.2 | Complete Painting - Small BQ Units | 150 | EA |  | 0
G015AE | 1402000 | 3.2 | Complete Painting - Common Areas BQ Units | 200 | EA |  | 0
G015AF | 1402000 | 3.3 | Laundry Room Servicing | 12 | MO |  | 0
|  |  | UNACCOMPANIED HOUSING SUBTOTAL: |  |  |  | 0
G016 |  |  | GLOBAL HAWK
| 1502000 |  | Facility Investment
|  | 3.1 | Emergency, Urgent, and Routine (E/U/R) Work
G016AA | 1502000 | 3.1.1 | Emergency | 12 | MO |  | 0
G016AB | 1502000 | 3.1.2 | Urgent | 12 | MO |  | 0
G016AC | 1502000 | 3.1.3 | Routine | 12 | MO |  | 0
|  | 3.1 | Preventive Maintenance (PM) Program
G016AD | 1502000 | 3.3.1 | Interior and Exterior Lighting Systems | 12 | MO |  | 0
G016AE | 1502000 | 3.3.2 | Lightning Arrestors and Grounding Devices | 12 | MO |  | 0
G016AF | 1502000 | 3.3.4 | Compressed Air Systems | 12 | MO |  | 0
G016AG | 1502000 | 3.3.5 | Auxiliary Generators | 12 | MO |  | 0
G016AH | 1502000 | 3.3.6 | Uninterruptable Power Supply Systems (UPS) | 12 | MO |  | 0
G016AJ | 1502000 | 3.3.13 | Facility Electric Systems | 12 | MO |  | 0
G016AK | 1502000 | 3.3.15 | Aboveground (AST) and Underground (UST) Storage Tanks | 12 | MO |  | 0
G016AL | 1502000 | 3.3.16 | Overhead and Roll-Up Doors | 12 | MO |  | 0
G016AM | 1502000 | 3.3.17 | Hangar Door | 12 | MO |  | 0
G016AN | 1502000 | 3.3.18 | Drinking Fountains/Water Coolers | 12 | MO |  | 0
G016AP | 1502000 | 3.3.20 | Emergency Eyewash Station | 12 | MO |  | 0
G016AQ | 1502000 | 3.3.25 | Vehicle Arrestor System | 12 | MO |  | 0
G016AR | 1502000 | 3.3.26 | Flood Gate | 12 | MO |  | 0
| 1502000 | 3.4 | Integrated Maintenance Program (IMP)
G016AS | 1502000 | 3.4.1 | HVAC and Refrigeration Systems | 12 | MO |  | 0
G016AT | 1502000 | 3.4.2 | Fire Protection Systems | 12 | MO |  | 0
G016AU | 1502000 | 3.4.3 | Boilers and UPVs | 12 | MO |  | 0
|  | 3.5 | Inspection, Testing, and Certification Program
G016AV | 1502000 | 3.5.1 3.4.3 | Boilers and UPVs | 12 | MO |  | 0
Other Recurring Services Program
G016AW | 1502000 | 3.6.2 | HVAC Water Testing and Treatment Services | 12 | MO |  | 0
G016AX | 1502000 | 3.6.3 | Boiler Water Testing and Treatment Services | 12 | MO |  | 0
G016AY | 1502000 | 3.6.4 | Solar Panel Maintenance | 12 | MO |  | 0
G016AZ | 1502000 | 3.6.6 | Gutter Maintenance | 12 | MO |  | 0
G016BA | 1502000 | 3.6.14 15 | Fire Extinguisher Inspection and Maintenance | 12 | MO |  | 0
G016BB | 1502000 | 3.6.15 | Lift Station Maintenance | 12 | MO |  | 0
| 1503010 |  | Custodial
G016BC | 1503010 | 3.1 | Scheduled Services | 12 | MO |  | 0
| 1503020 |  | Pest Control
G016BD | 1503020 | 3.1 | Scheduled Pest Control | 12 | MO |  | 0
G016BE | 1503020 | 3.2 | Pest Control Service Orders | 12 | MO |  | 0
G016BF | 1503020 | 3.3 | Pest Management Reporting | 12 | MO |  | 0
| 1503030 |  | Integrated Solid Waste Management
G016BG | 1503030 | 3.1 - 3.5 | Recurring Work | 12 | MO |  | 0
|  |  | GLOBAL HAWK SUBTOTAL: |  |  |  | 0
G017 |  |  | NCIS
| 1502000 |  | Facility Investment
| 1502000 | 3.4 | Integrated Maintenance Program (IMP)
G017AA | 1502000 | 3.4.2 | Fire Protection Systems | 12 | MO |  | 0
| 1503010 |  | Custodial
G017AB | 1503010 | 3.1 | Scheduled Services | 12 | MO |  | 0
|  |  | NCIS SUBTOTAL: |  |  |  | 0
G018 |  |  | NAVY LODGE
| 1502000 |  | Facility Investment
|  | 3.1 | Emergency, Urgent, and Routine (E/U/R) Work
G018AA | 1502000 | 3.1.1 | Emergency | 12 | MO |  | 0
G018AB | 1502000 | 3.1.2 | Urgent | 12 | MO |  | 0
G018AC | 1502000 | 3.1.3 | Routine | 12 | MO |  | 0
| 1502000 | 3.4 | Integrated Maintenance Program (IMP)
G018AD | 1502000 | 3.4.2 | Fire Protection Systems | 12 | MO |  | 0
|  |  | NAVY LODGE SUBTOTAL: |  |  |  | 0
G019 |  |  | NGIS
| 1502000 |  | Facility Investment
|  | 3.1 | Emergency, Urgent, and Routine (E/U/R) Work
G019AA | 1502000 | 3.1.1 | Emergency | 12 | MO |  | 0
G019AB | 1502000 | 3.1.2 | Urgent | 12 | MO |  | 0
G019AC | 1502000 | 3.1.3 | Routine | 12 | MO |  | 0
| 1503010 |  | Custodial
G019AD | 1503010 | 3.1 | Scheduled Services | 12 | MO |  | 0
| 1503030 |  | Integrated Solid Waste Management
G019AE | 1503030 | 3.1 - 3.5 | Recurring Work | 12 | MO |  | 0
| 1503050 |  | Ground Maintenance and Landscaping
G019AF | 1503050 | 3.4 | Outdoor Waste Collection | 12 | MO |  | 0
|  |  | NGIS SUBTOTAL: |  |  |  | 0
G020 |  |  | SPACE FORCE
| 1502000 |  | Facility Investment
|  | 3.1 | Emergency, Urgent, and Routine (E/U/R) Work
G020AA | 1502000 | 3.1.1 | Emergency | 12 | MO |  | 0
G020AB | 1502000 | 3.1.2 | Urgent | 12 | MO |  | 0
G020AC | 1502000 | 3.1.3 | Routine | 12 | MO |  | 0
|  | 3.1 | Preventive Maintenance (PM) Program
G020AD | 1502000 | 3.3.5 | Auxiliary Generators | 12 | MO |  | 0
G020AE | 1502000 | 3.3.13 | Facility Electric Systems | 12 | MO |  | 0
G020AF | 1502000 | 3.3.18 | Drinking Fountains/Water Coolers | 12 | MO |  | 0
| 1502000 | 3.4 | Integrated Maintenance Program (IMP)
G020AG | 1502000 | 3.4.1 | HVAC and Refrigeration Systems | 12 | MO |  | 0
G020AH | 1502000 | 3.4.2 | Fire Protection Systems | 12 | MO |  | 0
G020AJ | 1502000 | 3.4.3 | Boilers and UPVs | 12 | MO |  | 0
Other Recurring Services Program
G020AK | 1502000 | 3.6.2 | HVAC Water Testing and Treatment Services | 12 | MO |  | 0
G020AL | 1502000 | 3.6.4 | Solar Panel Maintenance | 12 | MO |  | 0
| 1503010 |  | Custodial
G020AM | 1503010 | 3.1 | Scheduled Services | 12 | MO |  | 0
| 1503020 |  | Pest Control
G020AN | 1503020 | 3.1 | Scheduled Pest Control | 12 | MO |  | 0
G020AP | 1503020 | 3.2 | Pest Control Service Orders | 12 | MO |  | 0
G020AQ | 1503020 | 3.3 | Pest Management Reporting | 12 | MO |  | 0
| 1503030 |  | Integrated Solid Waste Management
G020AR | 1503030 | 3.1 - 3.5 | Recurring Work | 12 | MO |  | 0
|  |  | SPACE FORCE SUBTOTAL: |  |  |  | 0
G021 |  |  | DLA ENERGY
| 1503010 |  | Custodial
G021AA | 1503010 | 3.1 | Scheduled Services | 12 | MO |  | 0
| 1503020 |  | Pest Control
G021AB | 1503020 | 3.1 | Scheduled Pest Control | 12 | MO |  | 0
G021AC | 1503020 | 3.3 | Pest Management Reporting | 12 | MO |  | 0
|  |  | DLA ENERGY SUBTOTAL: |  |  |  | 0
G022 |  |  | MWR (Morale, Welfare, and Recreation)
| 1502000 |  | Facility Investment
|  | 3.6 | Other Recurring Services Program
G022AE | 1502000 | 3.6.1 | Exhaust Hoods and Ducts | 12 | MO |  | 0
G022AG | 1502000 | 3.6.13 | Oil-Water Separators and Grease Traps Maintenance | 12 | MO |  | 0
|  |  | MWR SUBTOTAL: |  |  |  | 0
G023 |  |  | NEXCOM (Navy Exchange)
| 1502000 |  | Facility Investment
|  | 3.6 | Other Recurring Services Program
G023AA | 1502000 | 3.6.1 | Exhaust Hoods and Ducts | 12 | MO |  | 0
|  |  | NEXCOM SUBTOTAL: |  |  |  | 0
TOTAL FOR LINE ITEM 0011 - 6TH OPTION YEAR - RECURRING WORK (ELINs G001 THROUGH G023 21) | [6 empty] | 0
SECTION J
EXHIBIT A
Unit Price Per Linear Foot to Provide Red Wood or Cedar Fence Including Dog Ear Fence Boards, Posts, Rails, Braces and all Hardware.
Fence Board Height of 6'
Unit Price Per Linear Foot to Provide Reconditioning and Maintenance Service for Barbwire Fence.
Unit Price Per Linear Foot to Provide Red Wood or Cedar Fence Including Dog Ear Fence Boards, Posts, Rails, Braces and all Hardware.
Fence Board Height of 6'
Unit Price Per Linear Foot to Provide Reconditioning and Maintenance Service for Ornamental Steel Fence.
Unit Price Per Linear Foot to Provide Red Wood or Cedar Fence Including Dog Ear Fence Boards, Posts, Rails, Braces and all Hardware.
Fence Board Height of 6'
Unit Price Per Linear Foot to Provide Reconditioning and Maintenance Service for Wood Fence.
PROVIDE A UNIT PRICE FOR THE REMOVAL AND DISPOSAL OF FENCE COMPLETE, FENCE POSTS, BARBWIRE, BARBED TAPE.
IN ACCORDANCE WITH SECTION C, C.10.1.l
ELIN A001EW through A001FI
Unit Price Per Linear Foot to Provide Red Wood or Cedar Fence Including Dog Ear Fence Boards, Posts, Rails, Braces and all Hardware.
Fence Board Height of 6'
Unit Price Per Linear Foot to Provide Removal Service for Chain link Fence.
Including Fabric, Posts, Gates, Rails, Tension Wire, Barbwire/Barbed Tape.
Unit Price Per Linear Foot to Provide Red Wood or Cedar Fence Including Dog Ear Fence Boards, Posts, Rails, Braces and all Hardware.
Fence Board Height of 6'
Unit Price Per Linear Foot to Provide Removal Service for Chain link Fence Gates including tracks (not posts).
Unit Price Per Linear Foot to Provide Red Wood or Cedar Fence Including Dog Ear Fence Boards, Posts, Rails, Braces and all Hardware.
Fence Board Height of 6'
Unit Price Per Linear Foot to Provide Removal Service for Ornamental Steel Fence. Including Posts and Gates
Unit Price Per Linear Foot to Provide Red Wood or Cedar Fence Including Dog Ear Fence Boards, Posts, Rails, Braces and all Hardware.
Fence Board Height of 6'
Unit Price Per Linear Foot to Provide Removal Service for Wood Fence. Including Posts and Gates.
Unit Price Per Linear Foot to Provide Red Wood or Cedar Fence Including Dog Ear Fence Boards, Posts, Rails, Braces and all Hardware.
Fence Board Height of 6'
Unit Price Per Linear Foot to Provide Removal Service for Barbwire Fence. Including Posts and all wire.
Unit Price Per Linear Foot to Provide Red Wood or Cedar Fence Including Dog Ear Fence Boards, Posts, Rails, Braces and all Hardware.
Fence Board Height of 6'
Unit Price Each to Provide Removal Service for Fence Posts. Including Posts Footing with Braces and Supports as Required.
Unit Price Per Linear Foot to Provide Red Wood or Cedar Fence Including Dog Ear Fence Boards, Posts, Rails, Braces and all Hardware.
Fence Board Height of 6'
Unit Price Each to Provide Removal Service for Fence Posts. Post Cut-off Flush.
Unit Price Per Linear Foot to Provide Red Wood or Cedar Fence Including Dog Ear Fence Boards, Posts, Rails, Braces and all Hardware.
Fence Board Height of 6'
Unit Price Each to Provide Removal Service for Fence Posts. Driven Post.
Unit Price Per Linear Foot to Provide Red Wood or Cedar Fence Including Dog Ear Fence Boards, Posts, Rails, Braces and all Hardware.
Fence Board Height of 6'
Unit Price Each to Provide Removal Service for Fence Posts. Including Posts Footing with Braces and Supports as Required.
Posts Set in Concrete/Asphalt.
Unit Price Per Linear Foot to Provide Red Wood or Cedar Fence Including Dog Ear Fence Boards, Posts, Rails, Braces and all Hardware.
Fence Board Height of 6'
Unit Price Per Square Foot to Patch and Refinish Concrete or Asphalt Surface.
Surface Depth to Match Surrounding.
Unit Price Each to Remove and Dispose of or Save and Store (for reuse) Barbwire Single Arm Support.
Unit Price Each to remove and Dispose of or Save and Store (for reuse) Barbwire Double (V) Arm Support.
Lump Sum Price for the recycling of removed materials. Based on a Percentage Added to Removal Item Ordered
SECTION J
EXHIBIT A
Lump Sum Price for the Recycling of Removed Materials. Based on a Percentage Added to Removal Item Ordered, ELIN A001EK to A001EW. Figured on a Quantity of 1,000. The Quantity Provided is for Establishing the Percentage Rate Only.
PROVIDE A UNIT PRICE TO PERFORM EXPEDITED SERVICES.
IN ACCORDANCE WITH SECTION C, C.10.2
ELIN A001FJ
Lump Sum Price for Expedited Maintenance and Repair Services. Based on a Percentage Added to Task Order Total. Figured on a Quantity of 1,000. The Quantity Provided is for Establishing the Percentage Rate Only.
SECTION J
EXHIBIT A
SECTION J
EXHIBIT A
PROVIDE A UNIT PRICE FOR THE RENTAL OF TEMPORARY CHAIN LINK FENCE.
IN ACCORDANCE WITH SECTION C, C.10.3
ELIN A001FK THROUGH A001FP
Unit Price Per Linear Foot to Provide Red Wood or Cedar Fence Including Dog Ear Fence Boards, Posts, Rails, Braces and all Hardware.
Fence Board Height of 6'
Unit Price Per Linear Foot to Provide Temporary Chain link Fence.
6' Fence Height
Driven Posts
Unit Price Per Linear Foot to Provide Red Wood or Cedar Fence Including Dog Ear Fence Boards, Posts, Rails, Braces and all Hardware.
Fence Board Height of 6'
Unit Price Per Linear Foot to Provide Temporary Chain link Fence.
12' Panel, 6' Height
Driven Posts
Unit Price Per Linear Foot to Provide Red Wood or Cedar Fence Including Dog Ear Fence Boards, Posts, Rails, Braces and all Hardware.
Fence Board Height of 6'
Unit Price Per Linear Foot to Provide Temporary Chain link Fence.
12' Panel, 6' Height, Free-Standing
Unit Price Per Linear Foot to Provide Red Wood or Cedar Fence Including Dog Ear Fence Boards, Posts, Rails, Braces and all Hardware.
Fence Board Height of 6'
Unit Price Per Linear Foot to Provide Red Wood or Cedar Fence Including Dog Ear Fence Boards, Posts, Rails, Braces and all Hardware.
Fence Board Height of 6'
Unit Price Per Linear Foot to Provide Temporary Chain link Fence.
Driven Posts
With Barbwire, 7' Fence Height
Unit Price Per Linear Foot to Provide Red Wood or Cedar Fence Including Dog Ear Fence Boards, Posts, Rails, Braces and all Hardware.
Fence Board Height of 6'
Unit Price Per Linear Foot to Provide Temporary Chain link Fence.
12' Panel, With Barbwire, 7' Height
Driven Posts
Unit Price Per Linear Foot to Provide Red Wood or Cedar Fence Including Dog Ear Fence Boards, Posts, Rails, Braces and all Hardware.
Fence Board Height of 6'
Unit Price Per Linear Foot to Provide Temporary Chain link Fence.
12' Panel, With Barbwire, 7' Height,
Free-Standing

## CLIN 014 - 6th OP - NRW
ATTACHMENT J-0200000-12 XX
EXHIBIT LINE ITEM NUMBERS
SOLICITATION/CONTRACT # N62470-25-R-0020 XX-R-00XX
EXHIBIT G A - SIXTH OPTION BASE PERIOD - NON-RECURRING WORK
CLIN 0014
Non-Recurring Work Price - 6th Option Period
PROVIDE PRICES TO PERFORM NON-RECURRING WORK - IN ACCORDANCE WITH SECTION C, SPEC ITEM 4, AND TO PRICE ADDITIONS AND DELITIONS TO THE RECURRING WORK REQUIREMENTS - IN ACCORDANCE WITH ANNEX 0200000, SPEC ITEM 2.14.1, RECURRING WORK PREPARATION OF PROPOSAL
ELINs G700 THROUGH G1032
ELIN | Annex/Sub-Annex | Short Description | Long Description | Unit Price (USD) | Unit of Issue | Estimated Quantities | Extended Price (USD)
UNIT PRICED TASK (UPT) WORK
| 200000 |  | Management and Administration
G700 |  | Naval Hospital Disaster Exercise Staff Support Requirements | Provide labor, management, supervision, tools, material and equipment to provide onsite labor at Building 273, NAS I, to support Naval Hospital disaster exercises within response and completion times specified in J-0200000-10, Naval Hospital Disaster Exercise Support Requirements (Non-Recurring/IDIQ), Section J. Respond within 1 working day or as specified in the orders. |  | EA | 5 | 0
G701-G705 | Reserved
| 1401000 |  | Family Housing
G706 |  | FH Change of Occupancy Maintenance (COM) | Provide labor, management, supervision, tools, material and equipment to perform Change of Occupancy Maintenance including all requirements per J-1401000-07 Performance Objectives and Standards, J-1401000-08 Change of Occupancy Maintenance Notice of Vacancy and Work Completion, J-1401000-09 FH Change of Occupancy Maintenance Checklist, and J-1401000-10 Listing of FH Change of Occupancy Maintenance Tasks, Section J, at the ordered location. Complete all work within 3 working days or as specified in the order. |  | EA | 4 | 0
G707 |  | FH Bathtub Replacement | Provide labor, management, supervision, tools, material and equipment to replace a bathtub with a new commercial grade fixture including removal of existing tub and installation of new shower valves and caulking at the ordered location. Where appropriate, single handle control valves shall be used. Complete all work within 3 working days during COM or as specified in the order. |  | EA | 4 | 0
G708 |  | FH Bathtub Liner Replacement | Provide labor, management, supervision, tools, material and equipment to replace a bathtub liner with a new commercial grade to match existing tub color including removal of existing liner and caulking of joints at the ordered location. Finished product shall be free of voids, loose spots, and cover tub from edge to edge and floor. Complete all work within 3 working days during COM or as specified in the order. |  | EA | 4 | 0
G709 |  | FH Bathtub and Shower Control Valves Replacement | Provide labor, management, supervision, tools, material and equipment to replace bathtub and shower control valves having new commercial grade bright chrome finish to match existing including removal of existing valves and caulking of joints at the ordered location. Complete all work within 3 working days during COM or as specified in the order. |  | EA | 8 | 0
G710 |  | FH Kitchen Sink Replacement | Provide labor, management, supervision, tools, material and equipment to replace a kitchen sink with new sink to match existing to include removal of existing sink, single chrome finish control high spout kitchen faucet with spray arm, continuous waste drain and p-trap at the ordered location. Completed installation shall be free of leaks and present a finished appearance. Complete all work within 3 working days during COM or as specified in the order. |  | EA | 4 | 0
G711 |  | FH Countertop Replacement | Provide labor, management, supervision, tools, material and equipment to replace a countertop to include removal of existing top, removal and reinstallation of sink, and installation of new granite top as specified, sealing/grouting of joints per manufacturer's recommendations, 10 centimeter back splash, and drip edge at the ordered location. Complete all work within 3 working days during COM or as specified in the order. |  | EA | 4 | 0
G712 |  | FH Cabinet Doors Replacement | Provide labor, management, supervision, tools, material and equipment to replace cabinet doors with new doors to match existing door style, materials and finish to include removal of existing doors, new hinges, latch and handle hardware at the specified location. Complete all work within 3 working days during COM or as specified in the order. |  | EA | 4 | 0
G713 |  | FH Exhaust Hood Replacement | Provide labor, management, supervision, tools, material and equipment to replace a range exhaust hood with new hood to match existing to include removal of existing hood at the ordered location. New hood shall be complete with removable washable filtering element, 3 speed fan, and 2 level light. Complete all work within 3 working days during COM or as specified in the order. |  | EA | 4 | 0
G714 |  | FH Screen Door Replacement | Provide labor, management, supervision, tools, material and equipment to replace an exterior screen door with new aluminum security type door (approx. 210 x 85 centimeters) to match existing opening to include removal of existing door, new deadbolt locking system and minimum of 2 sets of keys at the ordered location. Complete all work within 3 working days during COM or as specified in the order. |  | EA | 4 | 0
G715 |  | FH Door Replacement (Exterior and Interior) | Provide labor, management, supervision, tools, material and equipment to replace an exterior or interior door with new door to match existing style, wood species and finish to include removal of existing door, touchup of scratches and nicks in adjoining frame, and reinstallation of existing hardware where unrepairable at the ordered location. Exterior doors shall be solid core (not core filled) and replaced the same day work is started. Metal exterior doors shall meet the industrial standards requirements for thermos insulated pre-factory finished exterior doors and frames. Doors shall be plumbed and planed (to include appropriate bevel) to provide a minimum 3 millimeter finished clearance between door and adjoining head and jambs, and trimmed to provide adequate clearance above the floor. Complete all work within 3 working days during COM or as specified in the order. |  | EA | 10 | 0
G716 |  | FH Ceramic Tile Replacement | Provide labor, management, supervision, tools, material and equipment to replace ceramic tile with new tile to match existing on floors, walls, and window stools where broken, missing, cracked or discolored to include removal of existing tiles and grouting of new tiles at the ordered location. Marble saddles shall be replaced where damaged. Floor tiles shall be grouted as required to provide a waterproof seal. Where exact match is no longer available, remove and replace nondefective tiles to create a pattern to minimize visual effect of the style/color mismatch. Complete all work within 3 working days during COM or as specified in the order. |  | SM | 300 | 0
G717 |  | FH Terrazzo Tile Replacement | Provide labor, management, supervision, tools, material and equipment to replace terrazzo tile with new tile to match existing where broken, missing, cracked, spalled or discolored to include removal of defective tiles and grouting of new tiles at the ordered location. Floor tiles shall be regrouted as required to provide a waterproof seal. Where exact match is no longer available, remove and replace nondefective tiles to create a pattern to minimize visual effect of the style/color mismatch. Complete all work within 3 working days during COM or as specified in the order. |  | SM | 300 | 0
G718-G729 | Reserved
| 1402000 |  | Unaccompanied Housing
G730 |  | Bachelor Quarters Small Unit COM (Single Bedroom) | Provide labor, management, supervision, tools, material and equipment to perform complete Change of Occupancy Maintenance in a small BQ unit including all requirements per J-1402000-04 Change of Occupancy Maintenance Objectives and Standards and J-1402000-05 Listing of Change of Occupancy Maintenance Tasks in Section J at the ordered location. Complete all work within 2 working days during COM or as specified in the order. |  | EA | 50 | 0
G731 |  | Bachelor Quarters Common Area COM (Kitchette/Bathroom) | Provide labor, management, supervision, tools, material and equipment to perform complete Change of Occupancy Maintenance in a BQ unit common area including all requirements per J-1402000-04 Change of Occupancy Maintenance Objectives and Standards and J-1402000-05 Listing of Change of Occupancy Maintenance Tasks in Section J at the ordered location. Complete all work within 2 working days during COM or as specified in the order. |  | EA | 40 | 0
G732 |  | Bachelor Quarters Small Unit Painting (Single Bedroom) | Provide labor, management, supervision, tools, material and equipment to perform complete painting of a BQ small unit at the designated location. Complete all work within 2 working days during COM or as specified in the order. |  | EA | 50 | 0
G733 |  | Bachelor Quarters Common Area Painting (Kitchette/Bathroom) | Provide labor, management, supervision, tools, material and equipment to perform complete painting of a BQ common area including labor and materials at the designated location. Complete all work within 2 working days during COM or as specified in the order. |  | EA | 40 | 0
G734-G749 | Reserved
| 1502000 |  | Facility Investment
G750 |  | Roof Surface Cleaning | Provide labor, management, supervision, tools, material and equipment to clean entire surfaces of a facility roof including strainer(s) at the designated location. Complete all work within 3 working days or as specified in the order. |  | SM | 3000 | 0
G751 |  | Multi-story Roof Gutter Cleaning | Provide labor, management, supervision, tools, material and equipment to clean all roof gutters on a multi-story facility roof including downspouts and any underground drainage systems at the designated location(s). Work includes realigning and resecuring of gutters and downspouts where loose, sealing where leaking, and repair or replacement where damaged or missing. Complete all work within 3 working days or as specified in the order. |  | MR | 3000 | 0
G752 |  | Interior Painting | Provide labor, management, supervision, tools, material and equipment to paint interior surfaces of facilities using washable interior latex paint having a flat, semi-gloss or gloss finish and color as specified in the task order. Work includes surface preparation, priming and application of 2 finish coats of paint. All products shall be lead-free, odorless, nontoxic, and compatible with surfaces where being used. Complete all work within 3 working days or as specified in the order. |  | SM | 2000 | 0
G753 |  | Exterior Painting | Provide labor, management, supervision, tools, material and equipment to paint exterior surfaces of facilities using acrylic resin exterior type paint with and without quartz having a flat, semi-gloss or gloss finish and color as specified in the task order. Work includes surface preparation, priming and application of 2 roller applied finish coats of paint. All products shall be lead-free, odorless, nontoxic, and compatible with surfaces where being used. Complete all work within 3 working days or as specified in the order. |  | SM | 2000 | 0
G754 |  | Septic Tank Sludge Removal | Provide labor, management, supervision, tools, material and equipment to remove, weight and dispose of sludge from septic tanks at the designated location(s). Work includes pumping, removal of sludge, disposal of sludge and all transportation and disposal costs. Minimum quantity 500Kg. Sewage pipe cleaning not included. Complete all work within 3 working days or as specified in the order. |  | KG | 19500 | 0
G755 |  | Magnetic Key Card Locking Mechanism Replacement | Provide labor, management, supervision, tools, material and equipment to replace magnetic key card locksets in doors per technical specification 1502000, Section C. Complete all work within 1 working days or as specified in the order. |  | EA | 10 | 0
G756 |  | Portable Toilet Cabin | Provide labor, management, supervision, tools, material and equipment required to provide, deliver, clean and service portable toilet cabin(s) to specified location(s). Unit price per day/per toilet. General characteristics of the toilet cabins shall be as follows: Chemical operating WC; Thermosetting plastic composition white walls; Anti-skid plastic composition footboard; Sling hook for crane; Air grids and locks; Male/female external selector; Soap and toilet paper dispensers; Cleaning brush; Pedal flush; Pedal sink faucet; Mirror, Anti-vandalism door. Autonomy: approx. 250 uses. The Contractor shall clean and service portable toilet cabin(s) once per day as specified in the order to ensure all surfaces are cleaned, disinfected and deodorized, supplies are restocked, waste is removed and disposed of, and chemical are provided. The Contractor shall dispose of waste resulting from the use of portable toilet cabin(s) in accordance with all applicable Italian regulations. Portable toilet cabin(s) shall be removed within 1 working day past requirement termination. Delivery shall be completed within 2 calendar days or as specified in the order. Cost is based on a minimum 3 calendar days per unit (unit cost shall be per calendar day). |  | EA | 25 | 0
G757 |  | Bathroom Fixtures Replacement - Soap Dispenser | Provide labor, management, supervision, tools, material and equipment to supply and install new stainless steel soap dispenser. Provide customer with standard pre-approved fixture cut-sheets prior to installation for review. Complete all work within 3 working days or as specified in the order. |  | EA | 38 | 0
G758 |  | Bathroom Fixtures Replacement - Paper Towel Dispenser | Provide labor, management, supervision, tools, material and equipment to supply and install new stainless steel paper towel dispenser. Provide customer with standard pre-approved fixture cut-sheets prior to installation for review. Complete all work within 3 working days or as specified in the order. |  | EA | 38 | 0
G759 |  | Bathroom Fixtures Replacement - Toilet Paper Dispenser | Provide labor, management, supervision, tools, material and equipment to supply and install new stainless steel toilet paper dispenser. Provide customer with standard pre-approved fixture cut-sheets prior to installation for review. Complete all work within 3 working days or as specified in the order. |  | EA | 38 | 0
G760 |  | Leak Detection Services | Provide labor, management, supervision, tools, material and equipment to perform acoustic or other types of testing to find leaks and other subsurface utilities up to 100 linear meters. Contractor shall submit results of testing in duplicate hard copy format consistent with accepted standards and practices indicating locations o potential leaks. Complete all work within 2 working days or as specified in the order. |  | EA | 14 | 0
G761 |  | Video Inspection | Provide labor, management, supervision, tools, material and equipment required to perform video inspection of pipes and other confined spaces with video equipment up to 100 linear meters. Provide inspections results on DVD for government review and approval in duplicate prior to finalizing payment. Complete all work within 2 working days or as specified in the order. |  | EA | 14 | 0
G762 |  | Manlift Rental with Operator | Provide labor, management, supervision, tools, material and equipment required to rent manlift including operator per day. Manlift boom length shall be up to 35 meters. Contractor shall submit site-specific fall protection plan and provide daily safety and operational brief for personnel. This item is restricted to Public Works Department ordering. Complete all work within 2 working days or as specified in the order. |  | DA | 35 | 0
G763 |  | Hangar High Bay LED Lighting Fixture Replacement | Provide labor, management, supervision, tools, material and equipemnt required to replace 10-15 meters high hangar lighting. This requirment includes the use of appropriate equipment like scissor lift, scaffolding, or bucket truck (must be able to reach between 10 and 15 meters high depending on the hangar location). The Contractor shall follow all safety procedures for working at heights, such as using harnesses and ensuring proper fall protection is in place. Lights are up to 2500lumen, 400W each (230V/110V depending on the location). The Contractor shall replace entire lighting fixtures IAW manufacturers’ recommended procedures and OEM standards. Complete all work within 2 working days or as specified in the order. |  | EA | 50 | 0
G764 |  | Roads and Parking Lots Maintenance - Asphalt | Provide labor, management, supervision, tools, material and equipemnt required to road and parking lots maintenance and reparis, to include repair of of potholes on asphal roads. Tasks include but are not limited to: i. Preparation: a. - Identify and Mark: Locate the pothole and mark the area to be repaired, usually extending slightly beyond the damaged area. b. Remove Debris: - Clear the pothole of loose material, water, and any debris that might hinder the repair. c. Cut and Excavate: If necessary, cut the edges of the pothole to create a square or rectangular shape and remove damaged pavement to reach a stable base. d. Trim and Compact Base: Ensure the base of the pothole is trimmed and compacted for proper support. ii. Application: a. Tack Coat: Apply a bonding agent (tack coat) to the edges of the excavation to ensure a strong bond between the existing pavement and the new patching material. b. Fill with Patching Material: Backfill the pothole with appropriate patching material, which could be hot mix asphalt or a heated cold mix. iii. Compaction: Compact the patching material thoroughly using a roller, plate compactor, or other suitable equipment. iv. Finishing: a. Seal Joints: Seal the edges of the patch to prevent water infiltration. b. Clean Up: Remove any excess material or debris from the repaired area. c. Restriping: Where needed, restripe horizontal markings (road limits, stop signs and/or pedestrian crossing lines and similar). Complete all work within 5 working days or as specified in the order. |  | SM | 1500 | 0
G765 |  | Roads and Parking Lots Maintenance | Provide labor, management, supervision, tools, material and equipemnt required to road and parking lots maintenance and reparis, to include repair of of potholes, bumps and erosion on dirt road. Tasks include but are not limited to: i. Grading: Level the road surface, removing ruts and wash boarding, and reshaping the road crown ii. Pothole Patching: Backfill potholes with approved material for the area involved iii Drainage Maintenance: Clearing ditches and culverts to ensure water can flow freely away from the road surface iv. Shoulder Maintenance: Provide a stable edge to the road and ensure proper drainage Complete all work within 5 working days or as specified in the order. |  | SM | 2500 | 0
G766 |  | Pressure Washing Service - Dirt Road | Provide labor, management, supervision, tools, materials, and equipment required to perform pressure washing of asphalt and concrete roads, parking areas, sidewalks, exterior stairs, and exterior walls at designated locations. This includes the removal of debris, dirt, grime, oil, grease, moss, algae, mildew, and other surface contaminants. Surfaces shall be pre-treated as necessary to ensure effective cleaning while preventing damage." This may require work after normal working hours to prevent disruption to operations. Complete all work within 3 working days or as specified in the order. |  | SM | 2000 | 0
G767-G779 | Reserved
| 1503010 |  | Custodial
G780 |  | Vacuum Carpets and Rugs | Provide labor, management, supervision, tools, material, and equipment required to vacuum carpets and rugs to ensure they are clean. Complete all work within 3 working days or as specified in the order. |  | SM | 500 | 0
G781 |  | Carpet and Rug Deep Cleaning | Provide labor, management, supervision, tools, material, and equipment required to carpet and rug deep cleaning. The Contractor shall deep clean carpets and rugs to ensure that floors are clean and sightly. Acceptable methods for deep cleaning include shampooing, chemical extraction, steam cleaning, and other similar deep cleaning processes. Complete all work within 3 working days or as specified in the order. |  | SM | 500 | 0
G782 |  | Machine Scrub Floors | Provide labor, management, supervision, tools, material, and equipment required to machine scrub floors. Floor surfaces, including joints and corners, are clean and sightly, without embedded dirt, cleaning solution, film debris, stains, marks, wads of gum, tar and similar substances. Complete all work within 3 working days or as specified in the order. |  | SM | 1000 | 0
G783 |  | Damp Mop Floors | Provide labor, management, supervision, tools, material, and equipment required to damp mop floors. Kitchen and restroom floors shall be sanitized. This service includes the floors to be swept prior to wet-mopping. Complete all work within 3 working days or as specified in the order. |  | SM | 1000 | 0
G784 |  | Low Area Cleaning | Provide labor, management, supervision, tools, material, and equipment required to clean low areas. All dust and debris shall be removed. Low area cleaning includes all furniture and fixtures (e.g., doors, partitions, radiators, equipment, hand railings in stairways, grills, ledges, sills, walls, doors, light fixtures, chalk and dry boards and trays, miscellaneous hardware and bright metal work, and similar dust catching surfaces) to a maximum height of 2.1 meters above floor level. Complete all work within 3 working days or as specified in the order. |  | SM | 1000 | 0
G785 |  | High Area Cleaning | Provide labor, management, supervision, tools, material, and equipment required to clean high areas. High area cleaning includes all areas that are vertical and horizontal above 2.1 meters and can exceed 4 meters from floor level. Cleaning may be performed with extension tools or step ladders. All dust and debris shall be removed. Surfaces below the work shall be protected from dust and debris. Complete all work within 3 working days or as specified in the order. |  | SM | 1000 | 0
G786 |  | Interior Window Cleaning | Provide labor, management, supervision, tools, material, and equipment required to clean interior window surfaces and adjacent areas to ensure that surfaces are clean. The Contractor's cleaning techniques and products shall protect the integrity of the glass surface and finish and adjacent areas. Complete all work within 3 working days or as specified in the order. |  | SM | 1000 | 0
G787 |  | Exterior Ground Floor Window Cleaning | Provide labor, management, supervision, tools, material, and equipment required to clean exterior window surfaces and adjacent areas to ensure that surfaces are clean. The Contractor's cleaning techniques and products shall protect the integrity of the glass surface and finish and adjacent areas. Complete all work within 3 working days or as specified in the order. |  | SM | 500 | 0
G788 |  | Exterior Elevated Floor Window Cleaning | Provide labor, management, supervision, tools, material, and equipment required to clean exterior window surfaces above ground floors and adjacent areas to ensure that surfaces are clean. The Contractor's cleaning techniques and products shall protect the integrity of the glass surface and finish and adjacent areas. Complete all work within 3 working days or as specified in the order. |  | SM | 500 | 0
G789 |  | Window Blinds Cleaning | Provide labor, management, supervision, tools, material, and equipment required to remove, clean, and rehang window blinds. Complete all work within 3 working days or as specified in the order. |  | SM | 500 | 0
G790 |  | Glass Surface Cleaning | Provide labor, management, supervision, tools, material, and equipment required to clean glass surfaces. The Contract shall ensure that glass surfaces are sightly and free of all dirt and provide a clear, streak-, smudge- and mark-free appearance regardless of height. Glass surfaces include but are not limited to interior doors, (including associated transoms and sidelights). Complete all work within 3 working days or as specified in the order. |  | SM | 250 | 0
G791 |  | Restroom Cleaning and Servicing | Provide labor, management, supervision, tools, material, and equipment required to clean and servicing restrooms. All restroom surfaces are cleaned, sanitized and deodorized. Restroom supplies are completely restocked and all dispensers are in working condition. After work is completed, restrooms are clean, sanitary and sightly. Complete all work within 1 working days or as specified in the order. |  | SM | 500 | 0
G792 |  | Perimeter Area Cleaning | Provide labor, management, supervision, tools, material, and equipment required to debris removal. The Contractor shall police the area and remove all trash and debris. Area shall be free of all trash and debris and waste containers shall be emptied. This service may be ordered for the interior or exterior of buildings. Complete all work within 3 working days or as specified in the order. |  | SM | 1000 | 0
G793 |  | Stripping and Refinishing | Provide labor, management, supervision, tools, material, and equipment required to stripping and refinishing floors at designated location(s). Complete all work within 3 working days or as specified in the order. |  | SM | 3000 | 0
G794 |  | Cigarette Urn Cleaning | Provide labor, management, supervision, tools, material, and equipment required to remove and disposal of cigarettes waste, clean urn and refill with sand as required. Complete all work within 1 working days or as specified in the order. |  | EA | 100 | 0
G795 |  | Shower Revitalization | Provide labor, management, supervision, tools, material, and equipment required to deep clean floor and wall tiles and showers, clean caulk, re-grout and seal to restore wall and floor surfaces. It includes replacing shower liners and rings. Complete all work within 1 working days or as specified in the order. |  | EA | 50 | 0
G796 |  | Additional Custodial Services | Provide labor, management, supervision, tools, material and equipment to custodial services. Custodial work includes but is not limited to: emptying waste containers, low dusting, water fountains cleaning, sweeping/dust mopping, vacuum carpets and rugs, walk-off mats cleaning, damp mopping, restroom cleaning and restocking. Work shall be started within 2 hours after notification and may continue beyond government regular working hours with no price adjustments. Complete all work within 2 working days or as specified in the order. |  | HR | 240 | 0
G797 |  | Recreation Area / Furniture / Equipment Cleaning | Provide labor, management, supervision, tools, material, and equipment required to clean recreation areas, furniture and equipment. Areas to be serviced include courtyards for Buildings 170, 623, north canopy to Building 545 and west side of Building 318. - Bldg. 170: Courtyard measures approx. 590 sm (from Exit Door of Lobby Area to the end of Bldg. 170). There are six (6) rectangle tables, four (4) round tables, and seven (7) umbrellas. Courtyard, tables and umbrellas shall be pressure washed and cleaned with the use of appropriate detergent from bird droppings and all types of dirt. - Bldg. 623: Courtyard measures approx. 1200 sm (from Exit Door of Lobby Area to the end of Bldg. 623). There are two (2) rectangle tables, 11 round tables, and five (5) large umbrellas, seven (7) small umbrellas, and nine (9) benches. Courtyard, tables, umbrellas and benches shall be pressure washed and cleaned with the use of appropriate detergent from bird droppings and all types of dirt. Estimated annual cleaning events: six (6). Complete all work within 2 working days or as specified in the order. |  | EA | 6 | 0
G798-G809 | Reserved
| 1503020 |  | Pest Control
G810 |  | Adult Mosquito Surveillance | Provide labor, management, supervision, tools, material, and equipment required to conduct surveillance for adult mosquitos using light trap(s) and deliver catches to Naval Hospital Sigonella Preventive Medicine within 2 working days following receipt of the task order. Complete work within time periods specified in J-1503020. |  | EA | 16 | 0
G811 |  | Adult Mosquito Control | Provide labor, management, supervision, tools, material, and equipment required to apply a mosquito adulticide (ULV formulation) at the designated location(s) within time period of 24 hours to respond. Pest control services for adult mosquitoes shall be performed in the early morning hours (between 3am-6am). The Contractor shall nebulize and spray approved pesticide utilizing fog-generating equipment as requested in the order. Complete work within time periods specified in J-1503020. |  | KM | 16 | 0
G812 |  | Larval Mosquito Surveillance | Provide labor, management, supervision, tools, material, and equipment required to conduct surveillance of designated mosquito breeding sites for immature mosquitoes (eggs, larvae, and pupae). Time Period to Respond: within 2 working days. Complete work within time periods specified in J-1503020. |  | EA | 16 | 0
G813 |  | Larval and Pupal Mosquito Control | Provide labor, management, supervision, tools, material, and equipment required to control larval and pupal mosquitoes in designated area(s) and time periods to control within time period of 1 working day to respond. Complete work within time periods specified in J-1503020. |  | EA | 16 | 0
G814 |  | Nuisance Pest Control | Provide labor, management, supervision, tools, material, and equipment required to conduct surveillance and control ants, cockroaches, silverfish, centipedes, millipedes, beetles, fleas, spiders, and/or stored product pests at the designated location(s) per the applicable General Requirements and Performance Standards (Nuisance Pest Requirements) within time period of 3 working days to respond, 7 working days to obtain control, and 30 days to maintain control. |  | EA | 70 | 0
G815 |  | Disease Vector and Health Pest Control | Provide labor, management, supervision, tools, material, and equipment required to conduct surveillance and control bed bugs, bees, wasps, hornets, and other stinging arthropods, filth flies, and/or ticks at the designated location(s) per the applicable General Requirements and Performance Standards (Disease Vector and Health Pest Requirements) within time period of 1 working day to respond. |  | EA | 30 | 0
G816 |  | Vertebrate Pest Control | Provide labor, management, supervision, tools, material, and equipment required to conduct surveillance and control commensal rodents, pest birds, feral dogs and cats, and snakes in and around designated location(s) per the applicable General Requirements and Performance Standards (Vertebrate Pest Requirements) within time period of 24 hours to respond, and time periods to obtain and maintain control as specified in Pest Control Section J. |  | EA | 175 | 0
G817 |  | Termite and Other Wood Destroying Organisms Survey | Provide labor and materials to conduct surveillance in a facility for all termites species and other wood destroying organisms including fungal rots, carpenter ants, and wood boring beetles within following time periods to respond: within 4 hours after receipt of the order if reported as a swarm, otherwise, 5 working days. Complete work within time periods specified in J-1503020. |  | EA | 50 | 0
G818 |  | Termite Control | Provide labor, management, supervision, tools, material, and equipment required to control infestations of subterranean termites per J-1503020 (Termite Control Specifications) within time period of 5 working days after receipt of the task order to respond. Complete work within time periods specified in J-1503020. |  | SM | 300 | 0
G819 |  | Weed Control (Herbicide Treatment) | Provide labor, management, supervision, tools, material, and equipment required to perform selective herbicide treatment to the location(s) indicated on the order. Selective herbicide shall be handled and applied as indicated by the manufacturer printed directions/instructions. Herbicide products shall be registered at the Italian/Regional Ministry of Agriculture; shall be usable at locations normally frequented by persons / pets. Herbicide shall destroy only the infesting weeds without harming/damaging the surrounding ornamental vegetation (such as lawn, ornamental plants, etc.). All warning signs indicating herbicide application/contamination to limit/restrict utilization of the application areas shall be used and enforced for the decay period of the herbicide being used. Herbicide shall not be used when the environment conditions conflict with manufacturers printed directions. Herbicide products shall be submitted to the KO for approval prior their use. Use of not approved herbicide is prohibited. Time Period to Respond: 7 working days. |  | SM | 3500 | 0
G820 |  | Vertebrate Carcass Removal (up to 1 Kg) | Provide labor, management, supervision, tools, material, and equipment required to remove vertebrate carcass up to 1 Kg such as birds, cats, rats and similar size. Complete work within 1 working day or as specified in the order. |  | EA | 20 | 0
G821 |  | Vertebrate Carcass Removal (more than up to 5 Kg) | Provide labor, management, supervision, tools, material, and equipment required to remove vertebrate carcass from 1 Kg up to 5 Kg such as birds, cats, rats and similar size. Complete work within 1 working day or as specified in the order. |  | EA | 20 | 0
G822 |  | Stray and Feral Cats Management (live cats) | Provide labor, management, supervision, tools, material, equipment and coordination of efforts with local authorities (ASL) for the proper management of stray and feral cats. The Contractor shall place traps and/or outline area with portable fences/nets in locations as specified by the order. The Contractor shall check traps/fences/nets no less than every 12 hours or more often to ensure cat welfare depending on weather conditions (high heat, rain, cold, etc.). Traps/fences/nets shall be disabled during weekends, holidays and daily at close of business, and reopened at the beginning of the next working day. The Contractor shall monitor traps/fences/nets for 20 working days. Traps/fences/nets shall be re-baited and cleaned daily and maintained in proper working condition while in use. Upon capture of cat, the Contractor shall first scan the cat for ownership (i.e. microchip). United States registered cats shall be kept on base, the KO will be notified with scanned ownership data, and NSA Naples will reunite these U.S. registered animals with their registered owners. If cat ownership is determined to be Italian resident, the animal will be turned over to ASL for reuniting with the registered owner. If ownership cannot be determined (non-microchipped cat), the Contractor shall humanely transfer the cat to the local competent authority for examination, sterilization and return to original pickup location as per Italian law. At all times, the Contractor shall perform stray and feral cats management in full compliance with any applicable Navy policies and Italian laws, norms, decrees, and regulations in force at the time this service is ordered. Law compliance shall include but it not limited to: T.U.LL.SS. 1265/1934; R.P.V. – DPR 320/54; Legge 281/91 e recipient regional; Accordo Stato Regioni strutture veterinarie 2002; Accordo Stato Regioni benessere pet 2003; Legge 189/04; Decisione CE 998/04; O.M. 6.8.08 – O.M. 24.12.04 – O.M. 3.3.09. The Contractor shall feed and humanely handle and care for the cat from the moment of capture to the moment of release. No mistreatment of cats shall be tolerated at any time. Any pertinent documentation (i.e. ASL Intervention Report) shall be provided to the KO by close of business. Time Period to Respond: within 1 working day following receipt of the order. |  | EA | 15 | 0
G823-G829 | Reserved
| 1503030 |  | Integrated Solid Waste Management (ISWM)
G830 |  | Bulky Waste Removal and Disposal | Provide labor, management, supervision, tools, material, and equipment required to perform integrated solid waste management services. The Contractor shall removed and dispose bulky waste at the designed location(s). Bulky waste include appliances such as refrigerators, stoves, dishwashers, washers, driers, and electronic items such as monitors, computers, televisions, printers, and similar. Bulky waste shall be transported, disposed or recycled in accordance with applicable Italian/Municipal laws and regulations. Complete all work within 3 working days. Submit documentation supporting disposal/recycling within five working days. |  | CZ | 10 | 0
G831 |  | Solid Waste Removal and Disposal - Provide Commercial Container - 10 Cubic Meters | Provide labor, management, supervision, tools, material, and equipment required to perform integrated solid waste management services. The Contractor shall provide and deliver 10-cubic meter container(s) at location(s) identified in the order and dispose of the entire contents of solid waste. Waste shall be transported, disposed or recycled in accordance with applicable Italian/Municipal laws and regulations. Containers(s) shall be removed within 1 working day past requirement termination. Container(s) delivery shall be completed within 2 working days. The order will include the delivery date, location and duration. |  | EA | 5 | 0
G832 |  | Solid Waste Removal and Disposal - Provide Commercial Container - 20 Cubic Meters | Provide labor, management, supervision, tools, material, and equipment required to perform integrated solid waste management services. The Contractor shall provide and deliver 20-cubic meter container(s) at location(s) identified in the order and dispose of the entire contents of solid waste. Waste shall be transported, disposed or recycled in accordance with applicable Italian/Municipal laws and regulations. Containers(s) shall be removed within 1 working day past requirement termination. Container(s) delivery shall be completed within 2 working days. The order will include the delivery date, location and duration. |  | EA | 5 | 0
G833 |  | Mixed Construction Material Waste Removal and Disposal - Provide Commercial Container - 10 Cubic Meters | Provide labor, management, supervision, tools, material, and equipment required to perform integrated solid waste management services. The Contractor shall provide and deliver 10-cubic meter container(s) at location(s) identified in the order and dispose of mixed construction material waste. Mixed construction material waste shall be transported, disposed or recycled in accordance with applicable Italian/Municipal laws and regulations. Containers(s) shall be removed within 1 working day past requirement termination. Container(s) delivery shall be completed within 2 working days. The order will include the delivery date, location and duration. |  | EA | 10 | 0
G834 |  | Mixed Construction Material Waste Removal and Disposal - Provide Commercial Containers - 20 Cubic Meters | Provide labor, management, supervision, tools, material, and equipment required to perform integrated solid waste management services. The Contractor shall provide and deliver 20-cubic meter container(s) at location(s) identified in the order and dispose of mixed construction material waste. Mixed construction material waste shall be transported, disposed or recycled in accordance with applicable Italian/Municipal laws and regulations. Containers(s) shall be removed within 1 working day past requirement termination. Container(s) delivery shall be completed within 2 working days. The order will include the delivery date, location and duration. |  | EA | 5 | 0
G835 |  | Grass Cutting/Vegetation Removal and Disposal - Provide Commercial Container - 10 Cubic Meters | Provide labor, management, supervision, tools, material, and equipment required to perform integrated solid waste management services. The Contractor shall provide and deliver 10-cubic meter container(s) at location(s) identified in the order and dispose of grass cutting/vegetation waste. Grass cutting/vegetation waste shall be transported, disposed or recycled in accordance with applicable Italian/Municipal laws and regulations. Containers(s) shall be removed within 1 working day past requirement termination. Container(s) delivery shall be completed within 2 working days. The order will include the delivery date, location and duration. |  | EA | 5 | 0
G836 |  | Grass Cutting/Vegetation Removal and Disposal - Provide Commercial Container - 20 Cubic Meters | Provide labor, management, supervision, tools, material, and equipment required to perform integrated solid waste management services. The Contractor shall provide and deliver 20-cubic meter container(s) at location(s) identified in the order and dispose of grass cutting/vegetation waste. Grass cutting/vegetation waste shall be transported, disposed or recycled in accordance with applicable Italian/Municipal laws and regulations. Containers(s) shall be removed within 1 working day past requirement termination. Container(s) delivery shall be completed within 2 working days. The order will include the delivery date, location and duration. |  | EA | 5 | 0
G837 |  | Hard Plastic Removal and Disposal - Provide Commercial Container - 10 Cubic Meters | Provide labor, management, supervision, tools, material, and equipment required to perform integrated solid waste management services. The Contractor shall provide and deliver 10-cubic meter container(s) at location(s) identified in the order and dispose of hard plastic waste generated by construction/demolition activities such as waster pipes, electrical conduit and similar. Hard plastic waste shall be transported, disposed or recycled in accordance with applicable Italian/Municipal laws and regulations. Containers(s) shall be removed within 1 working day past requirement termination. Container(s) delivery shall be completed within 2 working days. The order will include the delivery date, location and duration. |  | EA | 5 | 0
G838 |  | Hard Plastic Removal and Disposal - Provide Commercial Container - 20 Cubic Meters | Provide labor, management, supervision, tools, material, and equipment required to perform integrated solid waste management services. The Contractor shall provide and deliver 20-cubic meter container(s) at location(s) identified in the order and dispose of hard plastic waste generated by construction/demolition activities such as waster pipes, electrical conduit and similar. Hard plastic waste shall be transported, disposed or recycled in accordance with applicable Italian/Municipal laws and regulations. Containers(s) shall be removed within 1 working day past requirement termination. Container(s) delivery shall be completed within 2 working days. The order will include the delivery date, location and duration. |  | EA | 5 | 0
G839 |  | Insulation Material Waste Removal and Disposal - Provide Commercial Container - 10 Cubic Meters | Provide labor, management, supervision, tools, material, and equipment required to perform integrated solid waste management services. The Contractor shall provide and deliver 10-cubic meter container(s) at location(s) identified in the order and dispose of insulation material waste. Insulation material waste shall be transported, disposed or recycled in accordance with applicable Italian/Municipal laws and regulations. Containers(s) shall be removed within 1 working day past requirement termination. Container(s) delivery shall be completed within 2 working days. The order will include the delivery date, location and duration. |  | EA | 5 | 0
G840 |  | Insulation Material Waste Removal and Disposal - Provide Commercial Container - 20 Cubic Meters | Provide labor, management, supervision, tools, material, and equipment required to perform integrated solid waste management services. The Contractor shall provide and deliver 20-cubic meter container(s) at location(s) identified in the order and dispose of insulation material waste. Insulation material waste shall be transported, disposed or recycled in accordance with applicable Italian/Municipal laws and regulations. Containers(s) shall be removed within 1 working day past requirement termination. Container(s) delivery shall be completed within 2 working days. The order will include the delivery date, location and duration. |  | EA | 5 | 0
G841 |  | Filtering Material Waste Removal and Disposal - Provide Commercial Container - 10 Cubic Meters | Provide labor, management, supervision, tools, material, and equipment required to perform integrated solid waste management services. The Contractor shall provide and deliver 10-cubic meter container(s) at location(s) identified in the order and dispose of filtering material waste. Filtering material waste shall be transported, disposed or recycled in accordance with applicable Italian/Municipal laws and regulations. Containers(s) shall be removed within 1 working day past requirement termination. Container(s) delivery shall be completed within 2 working days. The order will include the delivery date, location and duration. |  | EA | 5 | 0
G842 |  | Filtering Material Waste Removal and Disposal - Provide Commercial Container - 20 Cubic Meters | Provide labor, management, supervision, tools, material, and equipment required to perform integrated solid waste management services. The Contractor shall provide and deliver 20-cubic meter container(s) at location(s) identified in the order and dispose of filtering material waste. Filtering material waste shall be transported, disposed or recycled in accordance with applicable Italian/Municipal laws and regulations. Containers(s) shall be removed within 1 working day past requirement termination. Container(s) delivery shall be completed within 2 working days. The order will include the delivery date, location and duration. |  | EA | 5 | 0
G843 |  | Resin Filters Disposal (from reverse osmosis or similar processes) | Provide labor, management, supervision, tools, material, and equipment required to dispose of resin filters from reverse osmosis or similar processes. Resin filters shall be transported, disposed or recycled in accordance with applicable Italian/Municipal laws and regulations. Complete all work within 3 working days. Submit documentation supporting disposal/recycling within five working days. |  | EA | 5 | 0
G844 |  | Spoiled food Removal and Disposal - Food contained in can, plastic, tetra pack containers | Provide labor, management, supervision, tools, material, and equipment required to perform integrated solid waste management services. The Contractor shall removed and dispose spoiled food to include food contained in can, plastic, tetra pack containers at the designed location(s). Spoiled food waste shall be transported, disposed or recycled in accordance with applicable Italian/Municipal laws and regulations. Complete all work within 3 working days. Submit documentation supporting disposal/recycling within five working days. |  | EA | 5 | 0
G845 |  | Spoiled food Removal and Disposal - Meat and Dairy Products | Provide labor, management, supervision, tools, material, and equipment required to perform integrated solid waste management services. The Contractor shall removed and dispose spoiled food to include meat and dairy products at the designed location(s). Spoiled food waste shall be transported, disposed or recycled in accordance with applicable Italian/Municipal laws and regulations. Complete all work within 3 working days. Submit documentation supporting disposal/recycling within five working days. |  | EA | 5 | 0
G846 |  | Exterior Collection Point "Topsy 2000" | Provide labor, management, supervision, tools, material, and equipment required to provide and install new exterior collection point, "Topsy 2000", which consists of 4 "Topsy" containers, pole, panel, and cigarette plate. Respond within 2 working day from receipt of order. Container(s) delivery shall be completed within 30 calendar days. (**This item is available only to customers of the BOSC Custodial or Grounds Recurring Work) |  | EA | 5 | 0
G847 |  | Garage Collection Point "Gemini" | Provide labor, management, supervision, tools, material, and equipment required to provide and install new garage collection point, "Gemini", which consists of 2 "Gemini" containers and information stickers. Respond within 2 working day from receipt of order. Container(s) delivery shall be completed within 30 calendar days. (**This item is available only to customers of the BOSC Custodial or Grounds Recurring Work) |  | EA | 5 | 0
G848 |  | Food Court Collection Point "Nexus 200" | Provide labor, management, supervision, tools, material, and equipment required to provide and install new food court collection point, "Nexus 200", which consists of 1 "Nexus 200" container and information stickers. Respond within 2 working day from receipt of order. Container(s) delivery shall be completed within 30 calendar days. (**This item is available only to customers of the BOSC Custodial or Grounds Recurring Work) |  | EA | 10 | 0
G849 |  | Interior Collection Point "Nexus 100" | Provide labor, management, supervision, tools, material, and equipment required to provide and install new interior collection point, "Nexus 100", which consists of 1 "Nexus 100" with one stream, 1 "Nexus 100" duo for 2 streams, panel, information stickers, locks, and cardboard container for paper. Respond within 2 working day from receipt of order. Container(s) delivery shall be completed within 30 calendar days. (**This item is available only to customers of the BOSC Custodial or Grounds Recurring Work) |  | EA | 5 | 0
G850 |  | Mattress Pickup and Disposals | Provide labor, management, supervision, tools, material, and equipment required to provide mattress(e) pickup and disposal, to include Twin/Single, Queen and King mattress sizes. Mattess(s) shall be transported, disposed or recycled in accordance with applicable Italian/Municipal laws and regulations. The order will include pickup location(s) which may be around the installation inside facilities or exteior beside waste containers. Complete all work within 3 working days or as specified in the order. |  | EA | 20 | 0
G851-G859 | Reserved
| 1503050 |  | Grounds Maintenance and Landscaping
G860 |  | Lawn Mowing and Trimming | Provide labor, management, supervision, tools, material, and equipment required to mow and trim lawns. Grass shall be mowed at a height between 5 and 7 centimeters or as specified in the order. Grass adjacent to fencing, poles, walls, valves, trees, signs, valve boxes and other similar objects shall be trimmed to match the height and appearance of surrounding grass. Prior to mowing or trimming, remove and appropriately dispose of debris that interferes with the mowing or trimming operation. After cutting, grass shall have a uniform height. Grass clippings and trimmings shall be removed from sidewalks and other paved areas the same day the grass is cut and disposed of off the activity. Complete all work within 3 working days or as specified in the order. |  | SM | 10000 | 0
G861 |  | Edging | Provide labor, management, supervision, tools, material, and equipment required to edging. The Contractor shall edge where grass meets any concrete or asphalt surface, where grass abuts planter beds, or wherever needed to maintain a neat grass delineation. Edging shall provide a uniform edged cut 15 mm wide and 30 mm deep, or as specified in the order. All clippings and debris shall be removed the same day work is performed and disposed of off the activity. Complete all work within 3 working days or as specified in the order. |  | LM | 3000 | 0
G862 |  | Field Mowing / Under brushing | Provide labor, management, supervision, tools, material, and equipment required to remove vegetation per Spec Items 3.2.1, 3.2.3 and 3.2.3.1 of Section C. Vegetation shall be mowed to a height of 6 cm or as specified in the order. Complete all work within 3 working days or as specified in the order. |  | SM | 10000 | 0
G863 |  | Debris Removal | Provide labor, management, supervision, tools, material, and equipment required to perform debris removal per Spec Item 3.1.4 of Section C. The Contractor shall remove and properly dispose of natural debris (tree limbs, leaves, dry brush, rodent habitats, dead animals, etc.), and stray man-made trash/debris. All debris collected shall be removed the same day and disposed of off the activity. Complete all work within 3 working days or as specified in the order. |  | SM | 10000 | 0
G864 |  | Shrub and Hedges Maintenance (Stand-alone plants) | Provide labor, management, supervision, tools, material, and equipment required to perform shrub and hedge maintenance per Spec Item 3.1.5 of Section C. The Contractor shall prune shrubs and hedges according to their natural growth characteristics leaving them well shaped and balanced, and to promote proper health and growth. Retain typical growth habit of individual plant with as much height and spread as is practical. The Contractor shall prune shrubs and hedges to ensure there is no interference with pedestrians, vehicular traffic, and building encroachment. All debris resulting from work shall be removed the same day and disposed of off the activity. Complete all work within 3 working days or as specified in the order. |  | EA | 150 | 0
G865 |  | Hedge Pruning (Continuous Hedging) | Provide labor, management, supervision, tools, material, and equipment required to perform shrub and hedge maintenance per Spec Item 3.1.5 of Section C. The Contractor shall prune shrubs and hedges according to their natural growth characteristics leaving them well shaped and balanced, and to promote proper health and growth. Retain typical growth habit of individual plant with as much height and spread as is practical. The Contractor shall prune shrubs and hedges to ensure there is no interference with pedestrians, vehicular traffic, and building encroachment. All debris resulting from work shall be removed the same day and disposed of off the activity. Complete all work within 3 working days or as specified in the order. |  | LM | 2000 | 0
G866 |  | Tree Maintenance (Small - below and including 250 cm) | Provide labor, management, supervision, tools, material, and equipment required to perform tree maintenance per Spec Items 3.1.8 and 3.2.2 of Section C. The Contractor shall provide tree maintenance to ensure tree health and to prevent interference with pedestrian and vehicular traffic, and structure encroachment. Tree maintenance includes fertilization, pruning for health and safety, grass clearance, cleanup, removing dead, damaged or diseased wood, or structurally weak limbs and branches. Remove branches that extend over buildings or power lines, and endanger roofs, windows, or hang within 2,5 meters vertically of sidewalks, parking lots, and driveways. Trees are pruned according to their natural growth characteristics leaving them well shaped and balanced, and to promote proper health and growth. Retain typical growth habit of individual plant with as much height and spread as is practical. Pruning shall be accomplished by or under guidance of a certified arborist. Climbing devices that may cause damage to trees shall not be used. All debris resulting from work shall be removed the same day and disposed of off the activity. Complete all work within 3 working days or as specified in the order. |  | EA | 150 | 0
G867 |  | Tree Maintenance (Large - above 250 cm) | Provide labor, management, supervision, tools, material, and equipment required to perform tree maintenance per Spec Items 3.1.8 and 3.2.2 of Section C. The Contractor shall provide tree maintenance to ensure tree health and to prevent interference with pedestrian and vehicular traffic, and structure encroachment. Tree maintenance includes fertilization, pruning for health and safety, grass clearance, cleanup, removing dead, damaged or diseased wood, or structurally weak limbs and branches. Remove branches that extend over buildings or power lines, and endanger roofs, windows, or hang within 2,5 meters vertically of sidewalks, parking lots, and driveways. Trees are pruned according to their natural growth characteristics leaving them well shaped and balanced, and to promote proper health and growth. Retain typical growth habit of individual plant with as much height and spread as is practical. Pruning shall be accomplished by or under guidance of a certified arborist. Climbing devices that may cause damage to trees shall not be used. All debris resulting from work shall be removed the same day and disposed of off the activity. Complete all work within 3 working days or as specified in the order. |  | EA | 150 | 0
G868 |  | Tree and Stump Removal (Large 46 cm DBH and above) | Provide labor, management, supervision, tools material, and equipment required to remove trees including stumps and roots. Remove stumps to 30 cm below ground level and remove roots to 10 cm below level ground extending to 180 cm from tree. Treat to prevent regrowth. Backfill all excavated holes and replant with the same type of vegetation as surrounding area. Trees are sized by the Diameter at Breast Height (DBH). DBH is measured at 140 cm above ground level. Complete all work within 3 working days or as specified in the order. |  | EA | 25 | 0
G869 |  | Tree and Stump Removal (Medium 15 to 46 cm DBH) | Provide labor, management, supervision, tools material, and equipment required to remove trees including stumps and roots. Remove stumps to 30 cm below ground level and remove roots to 10 cm below ground extending to 180 cm from tree. Treat to prevent regrowth. Backfill all excavated holes and replant with the same type of vegetation as surrounding area. Trees are sized by the Diameter at Breast Height (DBH). DBH is measured at 140 cm above ground level. Complete all work within 3 working days or as specified in the order. |  | EA | 50 | 0
G870 |  | Tree and Stump Removal (Small up to 15 cm DBH) | Provide labor, management, supervision, tools material, and equipment required to remove trees including stumps and roots. Remove stumps to 30 cm below ground level and remove roots to 10 cm below ground extending to 180 cm from tree. Treat to prevent regrowth. Backfill all excavated holes and replant with the same type of vegetation as surrounding area. Trees are sized by the Diameter at Breast Height (DBH). DBH is measured at 140 cm above ground level. Complete all work within 3 working days or as specified in the order. |  | EA | 50 | 0
G871 |  | Shrub and Stump Removal | Provide labor, management, supervision, tools material, and equipment required to remove shrubs including stumps and roots. Remove stumps to 15 cm below ground level and remove all exposed roots. Treat to prevent regrowth. Backfill all excavated holes and replant with the same type of vegetation as surrounding area. Complete all work within 3 working days or as specified in the order. |  | EA | 100 | 0
G872 |  | Shrub Planting (1-gallon = liters 3.78) | Provide labor, management, supervision, tools material, and equipment required to plant new shrubs. All shrubs shall be nursery grown and bear certification indicating species, common name, and grade. Shrubs shall be healthy, living specimens considered number one grade stock. Planting procedures shall be in accordance with accepted nursery standards. The Contractor shall water and provide continuing care to ensure new plants develop properly. Shrubs established shall be of the 1-gallon (liters 3.78) size. Shrubs shall be planted in accordance with accepted horticultural standards, including fertilization, mulching, and watering. Shrub species shall be specified in the order. All plants that die or fail to develop noticeable growth within 1 year of planting shall be replaced by the Contractor with plants of like size and type, at no additional cost to the Government. Complete all work within 3 working days or as specified in the order. |  | EA | 150 | 0
G873 |  | Shrub Planting (5-gallon = liters 19) | Provide labor, management, supervision, tools material, and equipment required to plant new shrubs. All shrubs shall be nursery grown and bear certification indicating species, common name, and grade. Shrubs shall be healthy, living specimens considered number one grade stock. Planting procedures shall be in accordance with accepted nursery standards. The Contractor shall water and provide continuing care to ensure new plants develop properly. Shrubs established shall be of the 5-gallon (liters 19) size. Shrubs shall be planted in accordance with accepted horticultural standards, including fertilization, mulching, and watering. Shrub species shall be specified in the order. All plants that die or fail to develop noticeable growth within 1 year of planting shall be replaced by the Contractor with plants of like size and type, at no additional cost to the Government. Complete all work within 3 working days or as specified in the order. |  | EA | 150 | 0
G874 |  | Bedding/Ornamental Plants (10 cm pot size) | Provide labor, management, supervision, tools material, and equipment required to plant new plants. All plants shall be nursery grown and bear certification indicating species, common name, and grade. Plants shall be healthy, living specimens considered number one grade stock. The Contractor shall water and provide continuing care to ensure new plants develop properly. Planting procedures shall be in accordance with accepted horticultural standards, including fertilization, mulching, and watering. Annuals/perennials species shall be specified in the order. All plants that die or fail to develop noticeable growth within 90 days of planting shall be replaced by the Contractor with plants of like size and type, at no additional cost to the Government. Start work within 3 working days or as specified in the order. |  | EA | 150 | 0
G875 |  | Grassing | Provide labor, management, supervision, tools material, and equipment required to establish and maintain grass for 1 year. Grass variety shall be as specified in the order. Establishment shall include watering and providing other continuing care as necessary to firmly establish new grass growth and ensure proper development. Grassed areas that die or fail to develop noticeable growth for a period of one year after seeding shall be re-grassed by the Contractor at no additional cost to the Government. Complete all work within 3 working days or as specified in the order. |  | SM | 5000 | 0
G876 |  | Sodding | Provide labor, management, supervision, tools material, and equipment required to sod. Sod shall be of species as specified in the order and shall be dense, uniform, weed free and have good strength and min thatch. Sod shall be laid on properly prepared topsoil, joint staggered and butted together. On slopes sod shall be installed in a way that prevents slippage. Sod installed shall be smooth and uniform in appearance. Contractor shall water and provide continued care to firmly establish new grass growth and development. Areas that die/fail to develop within 90 days after sodding shall be replaced by the Contractor at no additional cost. Complete all work within 3 working days or as specified in the order. |  | SM | 1750 | 0
G877 |  | Fertilize | Provide labor, management, supervision, tools material, and equipment required to fertilize per Spec Items 3 and 3.1 of Section C. Vegetation shall be fertilized in a manner that promotes health, growth, color, and appearance. Fertilizing applies to all vegetation existing in the areas specified on the order. Fertilizer shall be applied in accordance with the manufacturer's printed instructions. Organic fertilizer shall be used as the standard. The Contractor shall comply with the Pest Management Plan (PMP). Complete all work within 3 working days or as specified in the order. |  | SM | 6000 | 0
G878 |  | Gravel (1.5 - 3.0 cm diam.) | Provide labor, management, supervision, tools material, and equipment required to gravel. The Contractor shall place white/dark gravel where indicated by the KO. The cost includes contractor's provided heavy duty polyethylene film to be placed above grounds area to be covered with gravel. The thickness of the gravel layer shall be from 8 to 15 cm as directed by the KO. Layer shall be uniformly spread and leveled. No spread elsewhere is allowed. The Contractor shall remove all gravel spilled or spread elsewhere from the designated areas. Complete all work within 3 working days or as specified in the order. |  | CZ | 450 | 0
G879 |  | Weed, Vegetation, Rocks and Other Debris Removal | Provide labor, management, supervision, tools material, and equipment required to remove weed, vegetation, rocks and other debris. The contractor shall eradicate and removed all weeds, unsightly vegetation, sprouts, vines, lawns, grasses, clovers, dead vegetation, etc. from underneath and within cactus type plants, ornamental plants, flower vases, planter boxes, flower beds, pots, gravel covered areas, ornamental rocks areas, and similar. The Contractor shall replaced all soil removed to maintain smooth appearance. Complete all work within 3 working days or as specified in the order. |  | SM | 12000 | 0
G880-G889 | Reserved
| 1503060 |  | Pavement Clearance
G890 |  | Pavement Clearance | Provide labor, management, supervision, tools, material, and equipment required to perform pavement clearance. The Contractor shall sweep roads and other paved surfaces to remove volcanic ash and all other debris, and to ensure they are clear, improve the appearance and safety of paved surfaces, reduce maintenance costs by keeping the drainage systems clean and reduce pollutants entering the storm drain system. Areas include roads, parking areas, sidewalks, walkways, porch areas, entrance/canopy areas, external stairs/steps, recreational areas, bleachers, running track, and other similar areas. Contractor shall receive clearance from airfield ops prior to operations for airfield pavement. Contractor shall comply with FAA and DoD requirements to sweep around aircraft on ramp areas. Contractor shall coordinate with Air Ops for FOD walk downs before sweeping. Complete all work within 3 working days or as specified in the order. (Minimum Order: 10,000 square meters) |  | SM | 800000 | 0
G891 |  | Pavement Clearance - Residential Family Housing | Provide labor, management, supervision, tools, material, and equipment required to perform pavement clearance in residential family housing areas per attachment J-1503060-03. The Contractor shall provide pavement sweeping to remove volcanic ash deposits and all other debris, improve the appearance of paved areas, improve the safety of paved areas, reduce maintenance costs by keeping the drainage systems clean and, reduce pollutants entering the storm drain system. Areas include roads, parking areas, sidewalks, walkways, porch areas, entrance/canopy areas, external stairs/steps, and other similar areas. Complete all work within 3 working days or as specified in the order. (Minimum Order: 2,000 square meters) |  | SM | 13000 | 0
G892-G897 | Reserved
| 1700000 |  | Transportation
G898 |  | Unscheduled Charter Shuttle Bus Service / 19-Passenger Bus | Provide labor, management, supervision, tools, material, and equipment required to provide unscheduled shuttle bus services in accordance with schedules provided by the Contracting Officer. Distance in kilometers shall not exceed an average of 65 kilometers for each hour ordered. Service will be ordered at least 6 hours in advance. Buses shall have a minimum capacity of 19 passengers plus driver. Unit price includes all costs such as, but not limited to, charter bus, driver, and fuel. The exact location and start time will be specified with the order. Respond within 1 working day from receipt of order. |  | HR | 45 | 0
G899 |  | Unscheduled Charter Shuttle Bus Service / 55-Passenger Bus | Provide labor, management, supervision, tools, material, and equipment required to provide unscheduled shuttle bus services in accordance with schedules provided by the Contracting Officer. Distance in kilometers shall not exceed an average of 65 kilometers for each hour ordered. Service will be ordered at least 6 hours in advance. Buses shall have a minimum capacity of 55 passengers plus driver. Unit price includes all costs such as, but not limited to, charter bus, driver, and fuel. The exact location and start time will be specified with the order. Respond within 1 working day from receipt of order. |  | HR | 45 | 0
G900-G909 | Reserved
| 1800000 |  | Environmental
G910 |  | Oil and Hazardous Substances (OHS) Spill Response - 1-100 Gallons | Provide labor, management, supervision, tools, material and equipment, including appropriate Personal Protective Equipment (PPE), to assist Government First Responders and provide OHS spill response services to minimize environmental impact, damage to property or risk of human exposure and to ensure the installation complies with applicable Italian, DoD and Navy requirements. The Contractor shall be responsible for responding to OHS spills using equipment, materials, and qualified personnel including but not limited to spill containment, clean-up and transport disposal of spill related wastes to a designated accumulation site, off Base. At all times, the Contractor shall perform OHS Spill Response in full compliance with all applicable Italian laws, norms, decrees, and regulations, DoD policies, instructions and guidance in force at the time this service is ordered, including, but not limited to, OPNAVINST 5090.1 and DL152/2006. The Contractor shall respond to spill notification within two hours. Complete all work within one calendar day or as specified in the order. |  | EA | 25 | 0
G911 |  | Oil and Hazardous Substances (OHS) Spill Response - 101 to 500 Gallons | Provide labor, management, supervision, tools, material and equipment, including appropriate Personal Protective Equipment (PPE), to assist Government First Responders and provide OHS spill response services to minimize environmental impact, damage to property or risk of human exposure and to ensure the installation complies with applicable Italian, DoD and Navy requirements. The Contractor shall be responsible for responding to OHS spills using equipment, materials, and qualified personnel including but not limited to spill containment, clean-up and transport disposal of spill related wastes to a designated accumulation site, off Base. At all times, the Contractor shall perform OHS Spill Response in full compliance with all applicable Italian laws, norms, decrees, and regulations, DoD policies, instructions and guidance in force at the time this service is ordered, including, but not limited to, OPNAVINST 5090.1 and DL152/2006. The Contractor shall respond to spill notification within two hours. Complete all work within one calendar day or as specified in the order. |  | EA | 20 | 0
G912 |  | Oil and Hazardous Substances (OHS) Spill Response - 501 to 2,500 Gallons | Provide labor, management, supervision, tools, material and equipment, including appropriate Personal Protective Equipment (PPE), to assist Government First Responders and provide OHS spill response services to minimize environmental impact, damage to property or risk of human exposure and to ensure the installation complies with applicable Italian, DoD and Navy requirements. The Contractor shall be responsible for responding to OHS spills using equipment, materials, and qualified personnel including but not limited to spill containment, clean-up and transport disposal of spill related wastes to a designated accumulation site. At all times, the Contractor shall perform OHS Spill Response in full compliance with all applicable Italian laws, norms, decrees, and regulations, DoD policies, instructions and guidance in force at the time this service is ordered, including, but not limited to, OPNAVINST 5090.1 and DL152/2006. The Contractor shall respond to spill notification within two hours. Complete all work within two calendar days or as specified in the order. |  | EA | 6 | 0
G913 |  | Oil and Hazardous Substances (OHS) Spill Response - 2,501 to 5,000 Gallons | Provide labor, management, supervision, tools, material and equipment, including appropriate Personal Protective Equipment (PPE), to assist Government First Responders and provide OHS spill response services to minimize environmental impact, damage to property or risk of human exposure and to ensure the installation complies with applicable Italian, DoD and Navy requirements. The Contractor shall be responsible for responding to OHS spills using equipment, materials, and qualified personnel including but not limited to spill containment, clean-up and transport disposal of spill related wastes to a designated accumulation site. At all times, the Contractor shall perform OHS Spill Response in full compliance with all applicable Italian laws, norms, decrees, and regulations, DoD policies, instructions and guidance in force at the time this service is ordered, including, but not limited to, OPNAVINST 5090.1 and DL152/2006. The Contractor shall respond to spill notification within two hours. Complete all work within two calendar days or as specified in the order. |  | EA | 1 | 0
G914 |  | Oil and Hazardous Substances (OHS) Spill Response - 5,001 to 15,000 Gallons | Provide labor, management, supervision, tools, material and equipment, including appropriate Personal Protective Equipment (PPE), to assist Government First Responders and provide OHS spill response services to minimize environmental impact, damage to property or risk of human exposure and to ensure the installation complies with applicable Italian, DoD and Navy requirements. The Contractor shall be responsible for responding to OHS spills using equipment, materials, and qualified personnel including but not limited to spill containment, clean-up and transport disposal of spill related wastes to a designated accumulation site. At all times, the Contractor shall perform OHS Spill Response in full compliance with all applicable Italian laws, norms, decrees, and regulations, DoD policies, instructions and guidance in force at the time this service is ordered, including, but not limited to, OPNAVINST 5090.1 and DL152/2006. The Contractor shall respond to spill notification within two hours. Complete all work within three calendar days or as specified in the order. |  | EA | 1 | 0
G915 |  | Empty and Clean Grease Trap / Tank | Provide labor, management, supervision, tools, material and equipment required to remove, weigh and dispose of all grease and water from the grease trap systems indicated on the order. Work includes cleaning and removing all wastes and sludge adhering to all the interior system surfaces (walls, pipes, lids, etc.). Grease traps shall be left clean and free of any grease or debris. complete all work within 3 working days or as specified in the order. |  | KG | 33000 | 0
G916 |  | Chemical Product - Commercial Grade - Sodium Hypochlorite (Carechlor) | Provide labor, management, supervision, tools, material and equipment to provide chemical products, Sodium Hypochlorite (Carechlor), for the Water Treatment Plants and the Waste Water Treatment Plants at NAS Sigonella, Sicily, Italy in accordance with the terms and conditions of this contract. Products shall be delivered to: ROICC Sigonella, Strada Statale 417, Sigonella 95100. Complete all work within 3 working days or as specified in the order. |  | KG | 2400 | 0
G917 |  | Chemical Product - Commercial Grade - Hydrochloric acid (CarepH-) | Provide labor, management, supervision, tools, material and equipment to provide chemical products, Hydrochloric acid (CarepH-), for the Water Treatment Plants and the Waste Water Treatment Plants at NAS Sigonella, Sicily, Italy in accordance with the terms and conditions of this contract. Products shall be delivered to: ROICC Sigonella, Strada Statale 417, Sigonella 95100. Complete all work within 3 working days or as specified in the order. |  | KG | 7000 | 0
G918 |  | Chemical Product - Commercial Grade - Antiscalant (Caretreat WT RO SI) | Provide labor, management, supervision, tools, material and equipment to provide chemical products, Antiscalant (Caretreat WT RO SI), for the Water Treatment Plants and the Waste Water Treatment Plants at NAS Sigonella, Sicily, Italy in accordance with the terms and conditions of this contract. Products shall be delivered to: ROICC Sigonella, Strada Statale 417, Sigonella 95100. Complete all work within 3 working days or as specified in the order. |  | KG | 1750 | 0
G919 |  | Chemical Product - Commercial Grade - Sodium Hydroxide (CarepH+) | Provide labor, management, supervision, tools, material and equipment to provide chemical products, Sodium Hydroxide (CarepH+), for the Water Treatment Plants and the Waste Water Treatment Plants at NAS Sigonella, Sicily, Italy in accordance with the terms and conditions of this contract. Products shall be delivered to: ROICC Sigonella, Strada Statale 417, Sigonella 95100. Complete all work within 3 working days or as specified in the order. |  | KG | 300 | 0
G920 |  | Chemical Product - Calcium Carbonate (Care-Cal WT) | Provide labor, management, supervision, tools, material and equipment to provide chemical products, Calcium Carbonate (Care-Cal WT), for the Water Treatment Plants and the Waste Water Treatment Plants at NAS Sigonella, Sicily, Italy in accordance with the terms and conditions of this contract. Products shall be delivered to: ROICC Sigonella, Strada Statale 417, Sigonella 95100. Complete all work within 3 working days or as specified in the order. |  | KG | 5880 | 0
G921 |  | Chemical Product - Commercial Grade - Sodium hypochlorite (Carechlor) | Provide labor, management, supervision, tools, material and equipment to provide chemical products, Sodium hypochlorite (Carechlor), for the Water Treatment Plants and the Waste Water Treatment Plants at NAS Sigonella, Sicily, Italy in accordance with the terms and conditions of this contract. Products shall be delivered to: ROICC Sigonella, Strada Statale 417, Sigonella 95100. Complete all work within 3 working days or as specified in the order. |  | KG | 1020 | 0
G922 |  | Chemical Product - Commercial Grade - Hydrochloric acid (CarepH-) | Provide labor, management, supervision, tools, material and equipment to provide chemical products, Hydrochloric acid (CarepH-), for the Water Treatment Plants and the Waste Water Treatment Plants at NAS Sigonella, Sicily, Italy in accordance with the terms and conditions of this contract. Products shall be delivered to: ROICC Sigonella, Strada Statale 417, Sigonella 95100. Complete all work within 3 working days or as specified in the order. |  | KG | 3000 | 0
G923 |  | Chemical Product - Commercial Grade - Antiscalant (Caretreat WT RO SI) | Provide labor, management, supervision, tools, material and equipment to provide chemical products, Antiscalant (Caretreat WT RO SI), for the Water Treatment Plants and the Waste Water Treatment Plants at NAS Sigonella, Sicily, Italy in accordance with the terms and conditions of this contract. Products shall be delivered to: ROICC Sigonella, Strada Statale 417, Sigonella 95100. Complete all work within 3 working days or as specified in the order. |  | KG | 750 | 0
G924 |  | Chemical Product - Commercial Grade - Sodium Hydroxide (CarepH+) | Provide labor, management, supervision, tools, material and equipment to provide chemical products, Sodium Hydroxide (CarepH+), for the Water Treatment Plants and the Waste Water Treatment Plants at NAS Sigonella, Sicily, Italy in accordance with the terms and conditions of this contract. Products shall be delivered to: ROICC Sigonella, Strada Statale 417, Sigonella 95100. Complete all work within 3 working days or as specified in the order. |  | KG | 125 | 0
G925 |  | Chemical Product - Commercial Grade - Calcium carbonate (Care-Cal WT) | Provide labor, management, supervision, tools, material and equipment to provide chemical products, Calcium carbonate (Care-Cal WT), for the Water Treatment Plants and the Waste Water Treatment Plants at NAS Sigonella, Sicily, Italy in accordance with the terms and conditions of this contract. Products shall be delivered to: ROICC Sigonella, Strada Statale 417, Sigonella 95100. Complete all work within 3 working days or as specified in the order. |  | KG | 2050 | 0
G926 |  | Contaminated Oily Sludge Removal and Dispoal | Provide labor, management, supervision, tools, material and equipment required to remove, dispose and weigh contaminated oily sludge ONLY, based on CER code 16.07.08 (Waste containing fuel contamination, cleaning of cisterns and tanks) Minimum order 500 Kg. Complete all work within 2 working days or as specified in the order. |  | KG | 15000 | 0
G927 |  | Oil Water Separator Tank Cleaning | Provide labor, management, supervision, tools, material and equipment required to clean oil water separator tanks, based on CER code 16.10.02 (Contaminated waste water). Oil water separator tank(s) shall be cleaned and sanitized after removal of solids / liquids and ensure proper function. Contractor shall submit safety plan to Contracting Officer for working within confined spaces prior to commencing work. Complete all work within 2 working days or as specified in the order. |  | EA | 10 | 0
G928 |  | Oily Water / Waste Fuel Removal and Disposal | Provide labor, management, supervision, tools, material and equipment to remove, weigh and dispose of oily water and waste fuel from tank(s) indicated on the order. Work includes pumping, removal of oily water / waste fuel, disposal of oily water / waste fuel and all transportation and disposal costs. Work shall be performed per current environmental protection regulations. Complete all work within 1 working day or as specified in the order. |  | KG | 33000 | 0
G929 |  | Contaminated Soil Removal and Disposal | Provide labor, management, supervision, tools, material and equipment to remove, weigh, and dispose of contaminated soil (may be with fuel, oils, and other hazardous substances) from the location(s) indicated on the order. Work includes the provision, laying and leveling of new soil, matching the existing, to restore the original conditions, transportation and disposal costs. Work shall be performed per current environmental protection regulations. complete all work within 1 working day or as specified in the order (Minimum Quantity 3000 kg). |  | KG | 39000 | 0
G930 |  | Soil Sampling and Analysis - Metal: Antimony | The Contractor shall conduct on-site measurements, collect soil samples and analyze them for all the parameters specified in the order as per Spec Item 3.2., Sampling and Laboratory Services. Respond within 1 working day from receipt of order. |  | EA | 10 | 0
G931 |  | Soil Sampling and Analysis - Metal: Arsenic | The Contractor shall conduct on-site measurements, collect soil samples and analyze them for all the parameters specified in the order as per Spec Item 3.2., Sampling and Laboratory Services. Respond within 1 working day from receipt of order. |  | EA | 10 | 0
G932 |  | Soil Sampling and Analysis - Metal: Berillim | The Contractor shall conduct on-site mesurements, collect soil samples and analyze them for all the parameters specified in the order as per Spec Item 3.2., Sampling and Laboratory Services. Respond within 1 working day from receipt of order. |  | EA | 10 | 0
G933 |  | Soil Sampling and Analysis - Metal: Cadmium | The Contractor shall conduct on-site mesurements, collect soil samples and analyze them for all the parameters specified in the order as per Spec Item 3.2., Sampling and Laboratory Services. Respond within 1 working day from receipt of order. |  | EA | 10 | 0
G934 |  | Soil Sampling and Analysis - Metal: Cobalt | The Contractor shall conduct on-site measurements, collect soil samples and analyze them for all the parameters specified in the order as per Spec Item 3.2., Sampling and Laboratory Services. Respond within 1 working day from receipt of order. |  | EA | 10 | 0
G935 |  | Soil Sampling and Analysis - Metal: Chromium (total) | The Contractor shall conduct on-site measurements, collect soil samples and analyze them for all the parameters specified in the order as per Spec Item 3.2., Sampling and Laboratory Services. Respond within 1 working day from receipt of order. |  | EA | 10 | 0
G936 |  | Soil Sampling and Analysis - Metal: Chromium VI | The Contractor shall conduct on-site measurements, collect soil samples and analyze them for all the parameters specified in the order as per Spec Item 3.2., Sampling and Laboratory Services. Respond within 1 working day from receipt of order. |  | EA | 10 | 0
G937 |  | Soil Sampling and Analysis - Metal: Mercury | The Contractor shall conduct on-site measurements, collect soil samples and analyze them for all the parameters specified in the order as per Spec Item 3.2., Sampling and Laboratory Services. Respond within 1 working day from receipt of order. |  | EA | 10 | 0
G938 |  | Soil Sampling and Analysis - Metal: Nickel | The Contractor shall conduct on-site measurements, collect soil samples and analyze them for all the parameters specified in the order as per Spec Item 3.2., Sampling and Laboratory Services. Respond within 1 working day from receipt of order. |  | EA | 10 | 0
G939 |  | Soil Sampling and Analysis - Metal: Lead | The Contractor shall conduct on-site measurements, collect soil samples and analyze them for all the parameters specified in the order as per Spec Item 3.2., Sampling and Laboratory Services. Respond within 1 working day from receipt of order. |  | EA | 10 | 0
G940 |  | Soil Sampling and Analysis - Metal: Cooper | The Contractor shall conduct on-site measurements, collect soil samples and analyze them for all the parameters specified in the order as per Spec Item 3.2., Sampling and Laboratory Services. Respond within 1 working day from receipt of order. |  | EA | 10 | 0
G941 |  | Soil Sampling and Analysis - Metal: Selenium | The Contractor shall conduct on-site measurements, collect soil samples and analyze them for all the parameters specified in the order as per Spec Item 3.2., Sampling and Laboratory Services. Respond within 1 working day from receipt of order. |  | EA | 10 | 0
G942 |  | Soil Sampling and Analysis - Metal: Tin | The Contractor shall conduct on-site measurements, collect soil samples and analyze them for all the parameters specified in the order as per Spec Item 3.2., Sampling and Laboratory Services. Respond within 1 working day from receipt of order. |  | EA | 10 | 0
G943 |  | Soil Sampling and Analysis - Metal: Thallium | The Contractor shall conduct on-site measurements, collect soil samples and analyze them for all the parameters specified in the order as per Spec Item 3.2., Sampling and Laboratory Services. Respond within 1 working day from receipt of order. |  | EA | 10 | 0
G944 |  | Soil Sampling and Analysis - Metal: Vanadium | The Contractor shall conduct on-site measurements, collect soil samples and analyze them for all the parameters specified in the order as per Spec Item 3.2., Sampling and Laboratory Services. Respond within 1 working day from receipt of order. |  | EA | 10 | 0
G945 |  | Soil Sampling and Analysis - Metal: Zinc | The Contractor shall conduct on-site measurements, collect soil samples and analyze them for all the parameters specified in the order as per Spec Item 3.2., Sampling and Laboratory Services. Respond within 1 working day from receipt of order. |  | EA | 10 | 0
G946 |  | Soil Sampling and Analysis - Metal: Cyanides (free) | The Contractor shall conduct on-site measurements, collect soil samples and analyze them for all the parameters specified in the order as per Spec Item 3.2., Sampling and Laboratory Services. Respond within 1 working day from receipt of order. |  | EA | 10 | 0
G947 |  | Soil Sampling and Analysis - Metal: Fluorides | The Contractor shall conduct on-site measurements, collect soil samples and analyze them for all the parameters specified in the order as per Spec Item 3.2., Sampling and Laboratory Services. Respond within 1 working day from receipt of order. |  | EA | 10 | 0
G948 |  | Soil Sampling and Analysis - Aromatic Compounds: Benzene | The Contractor shall conduct on-site measurements, collect soil samples and analyze them for all the parameters specified in the order as per Spec Item 3.2., Sampling and Laboratory Services. Respond within 1 working day from receipt of order. |  | EA | 10 | 0
G949 |  | Soil Sampling and Analysis - Aromatic Compounds: Ethylbenzene | The Contractor shall conduct on-site measurements, collect soil samples and analyze them for all the parameters specified in the order as per Spec Item 3.2., Sampling and Laboratory Services. Respond within 1 working day from receipt of order. |  | EA | 10 | 0
G950 |  | Soil Sampling and Analysis - Aromatic Compounds: Styrene | The Contractor shall conduct on-site measurements, collect soil samples and analyze them for all the parameters specified in the order as per Spec Item 3.2., Sampling and Laboratory Services. Respond within 1 working day from receipt of order. |  | EA | 10 | 0
G951 |  | Soil Sampling and Analysis - Aromatic Compounds: Toluene | The Contractor shall conduct on-site measurements, collect soil samples and analyze them for all the parameters specified in the order as per Spec Item 3.2., Sampling and Laboratory Services. Respond within 1 working day from receipt of order. |  | EA | 10 | 0
G952 |  | Soil Sampling and Analysis - Aromatic Compounds: Xylene | The Contractor shall conduct on-site measurements, collect soil samples and analyze them for all the parameters specified in the order as per Spec Item 3.2., Sampling and Laboratory Services. Respond within 1 working day from receipt of order. |  | EA | 10 | 0
G953 |  | Soil Sampling and Analysis - Polycyclic Aromatic Compounds: Benzo(a)anthracene | The Contractor shall conduct on-site measurements, collect soil samples and analyze them for all the parameters specified in the order as per Spec Item 3.2., Sampling and Laboratory Services. Respond within 1 working day from receipt of order. |  | EA | 10 | 0
G954 |  | Soil Sampling and Analysis - Polycyclic Aromatic Compounds: Benzo(a)pyrene | The Contractor shall conduct on-site measurements, collect soil samples and analyze them for all the parameters specified in the order as per Spec Item 3.2., Sampling and Laboratory Services. Respond within 1 working day from receipt of order. |  | EA | 10 | 0
G955 |  | Soil Sampling and Analysis - Polycyclic Aromatic Compounds: Benzo(b)fluoranthene | The Contractor shall conduct on-site measurements, collect soil samples and analyze them for all the parameters specified in the order as per Spec Item 3.2., Sampling and Laboratory Services. Respond within 1 working day from receipt of order. |  | EA | 10 | 0
G956 |  | Soil Sampling and Analysis - Polycyclic Aromatic Compounds: Benzo(k)fluoranthene | The Contractor shall conduct on-site measurements, collect soil samples and analyze them for all the parameters specified in the order as per Spec Item 3.2., Sampling and Laboratory Services. Respond within 1 working day from receipt of order. |  | EA | 10 | 0
G957 |  | Soil Sampling and Analysis - Polycyclic Aromatic Compounds: Benzo(g, h, i)perylene | The Contractor shall conduct on-site measurements, collect soil samples and analyze them for all the parameters specified in the order as per Spec Item 3.2., Sampling and Laboratory Services. Respond within 1 working day from receipt of order. |  | EA | 10 | 0
G958 |  | Soil Sampling and Analysis - Polycyclic Aromatic Compounds: Chrysene | The Contractor shall conduct on-site measurements, collect soil samples and analyze them for all the parameters specified in the order as per Spec Item 3.2., Sampling and Laboratory Services. Respond within 1 working day from receipt of order. |  | EA | 10 | 0
G959 |  | Soil Sampling and Analysis - Polycyclic Aromatic Compounds: Dibenzo(a, e)pyrene | The Contractor shall conduct on-site measurements, collect soil samples and analyze them for all the parameters specified in the order as per Spec Item 3.2., Sampling and Laboratory Services. Respond within 1 working day from receipt of order. |  | EA | 10 | 0
G960 |  | Soil Sampling and Analysis - Polycyclic Aromatic Compounds: Dibenzo(a, l)pyrene | The Contractor shall conduct on-site measurements, collect soil samples and analyze them for all the parameters specified in the order as per Spec Item 3.2., Sampling and Laboratory Services. Respond within 1 working day from receipt of order. |  | EA | 10 | 0
G961 |  | Soil Sampling and Analysis - Polycyclic Aromatic Compounds: Dibenzo(a, i)pyrene | The Contractor shall conduct on-site measurements, collect soil samples and analyze them for all the parameters specified in the order as per Spec Item 3.2., Sampling and Laboratory Services. Respond within 1 working day from receipt of order. |  | EA | 10 | 0
G962 |  | Soil Sampling and Analysis - Polycyclic Aromatic Compounds: Dibenzo(a, h)pyrene | The Contractor shall conduct on-site measurements, collect soil samples and analyze them for all the parameters specified in the order as per Spec Item 3.2., Sampling and Laboratory Services. Respond within 1 working day from receipt of order. |  | EA | 10 | 0
G963 |  | Soil Sampling and Analysis - Polycyclic Aromatic Compounds: Dibenzo(a, h)anthracene | The Contractor shall conduct on-site measurements, collect soil samples and analyze them for all the parameters specified in the order as per Spec Item 3.2., Sampling and Laboratory Services. Respond within 1 working day from receipt of order. |  | EA | 10 | 0
G964 |  | Soil Sampling and Analysis - Polycyclic Aromatic Compounds: Indenopyrene | The Contractor shall conduct on-site measurements, collect soil samples and analyze them for all the parameters specified in the order as per Spec Item 3.2., Sampling and Laboratory Services. Respond within 1 working day from receipt of order. |  | EA | 10 | 0
G965 |  | Soil Sampling and Analysis - Polycyclic Aromatic Compounds: Pyrene | The Contractor shall conduct on-site measurements, collect soil samples and analyze them for all the parameters specified in the order as per Spec Item 3.2., Sampling and Laboratory Services. Respond within 1 working day from receipt of order. |  | EA | 10 | 0
G966 |  | Soil Sampling and Analysis - Aliphatic Chlorinated Carcinogenic Compounds: Chloromethane | The Contractor shall conduct on-site measurements, collect soil samples and analyze them for all the parameters specified in the order as per Spec Item 3.2., Sampling and Laboratory Services. Respond within 1 working day from receipt of order. |  | EA | 10 | 0
G967 |  | Soil Sampling and Analysis - Aliphatic Chlorinated Carcinogenic Compounds: Dichloromethane | The Contractor shall conduct on-site measurements, collect soil samples and analyze them for all the parameters specified in the order as per Spec Item 3.2., Sampling and Laboratory Services. Respond within 1 working day from receipt of order. |  | EA | 10 | 0
G968 |  | Soil Sampling and Analysis - Aliphatic Chlorinated Carcinogenic Compounds: Trichloromethane | The Contractor shall conduct on-site measurements, collect soil samples and analyze them for all the parameters specified in the order as per Spec Item 3.2., Sampling and Laboratory Services. Respond within 1 working day from receipt of order. |  | EA | 10 | 0
G969 |  | Soil Sampling and Analysis - Aliphatic Chlorinated Carcinogenic Compounds: Vinyl Chloride | The Contractor shall conduct on-site measurements, collect soil samples and analyze them for all the parameters specified in the order as per Spec Item 3.2., Sampling and Laboratory Services. Respond within 1 working day from receipt of order. |  | EA | 10 | 0
G970 |  | Soil Sampling and Analysis - Aliphatic Chlorinated Carcinogenic Compounds: 1,2 - Dichloroethane | The Contractor shall conduct on-site measurements, collect soil samples and analyze them for all the parameters specified in the order as per Spec Item 3.2., Sampling and Laboratory Services. Respond within 1 working day from receipt of order. |  | EA | 10 | 0
G971 |  | Soil Sampling and Analysis - Aliphatic Chlorinated Carcinogenic Compounds: 1,1 - Dichloroethylene | The Contractor shall conduct on-site measurements, collect soil samples and analyze them for all the parameters specified in the order as per Spec Item 3.2., Sampling and Laboratory Services. Respond within 1 working day from receipt of order. |  | EA | 10 | 0
G972 |  | Soil Sampling and Analysis - Aliphatic Chlorinated Carcinogenic Compounds: Trichloroethylene | The Contractor shall conduct on-site measurements, collect soil samples and analyze them for all the parameters specified in the order as per Spec Item 3.2., Sampling and Laboratory Services. Respond within 1 working day from receipt of order. |  | EA | 10 | 0
G973 |  | Soil Sampling and Analysis - Aliphatic Chlorinated Carcinogenic Compounds: Tetrachloroethylene (PCE) | The Contractor shall conduct on-site measurements, collect soil samples and analyze them for all the parameters specified in the order as per Spec Item 3.2., Sampling and Laboratory Services. Respond within 1 working day from receipt of order. |  | EA | 10 | 0
G974 |  | Soil Sampling and Analysis - Aliphatic Chlorinated Non-Carcinogenic Compounds: 1,1 - Dichloroethane | The Contractor shall conduct on-site measurements, collect soil samples and analyze them for all the parameters specified in the order as per Spec Item 3.2., Sampling and Laboratory Services. Respond within 1 working day from receipt of order. |  | EA | 10 | 0
G975 |  | Soil Sampling and Analysis - Aliphatic Chlorinated Non-Carcinogenic Compounds: 1,2 - Dichloroethylene | The Contractor shall conduct on-site measurements, collect soil samples and analyze them for all the parameters specified in the order as per Spec Item 3.2., Sampling and Laboratory Services. Respond within 1 working day from receipt of order. |  | EA | 10 | 0
G976 |  | Soil Sampling and Analysis - Aliphatic Chlorinated Non-Carcinogenic Compounds: 1,1,1 - Trichloroethane | The Contractor shall conduct on-site measurements, collect soil samples and analyze them for all the parameters specified in the order as per Spec Item 3.2., Sampling and Laboratory Services. Respond within 1 working day from receipt of order. |  | EA | 10 | 0
G977 |  | Soil Sampling and Analysis - Aliphatic Chlorinated Non-Carcinogenic Compounds: 1,2 - Di chloropropane | The Contractor shall conduct on-site measurements, collect soil samples and analyze them for all the parameters specified in the order as per Spec Item 3.2., Sampling and Laboratory Services. Respond within 1 working day from receipt of order. |  | EA | 10 | 0
G978 |  | Soil Sampling and Analysis - Aliphatic Chlorinated Non-Carcinogenic Compounds: 1,1,2 - Trichloroethane | The Contractor shall conduct on-site measurements, collect soil samples and analyze them for all the parameters specified in the order as per Spec Item 3.2., Sampling and Laboratory Services. Respond within 1 working day from receipt of order. |  | EA | 10 | 0
G979 |  | Soil Sampling and Analysis - Aliphatic Chlorinated Non-Carcinogenic Compounds: 1,2,3 - Trichloro propane | The Contractor shall conduct on-site measurements, collect soil samples and analyze them for all the parameters specified in the order as per Spec Item 3.2., Sampling and Laboratory Services. Respond within 1 working day from receipt of order. |  | EA | 10 | 0
G980 |  | Soil Sampling and Analysis - Aliphatic Chlorinated Non-Carcinogenic Compounds: 1,1,2,2 - Tetrachloroethane | The Contractor shall conduct on-site measurements, collect soil samples and analyze them for all the parameters specified in the order as per Spec Item 3.2., Sampling and Laboratory Services. Respond within 1 working day from receipt of order. |  | EA | 10 | 0
G981 |  | Soil Sampling and Analysis - Aliphatic Halogenated Carcinogenic Compounds: Tribromomethane | The Contractor shall conduct on-site measurements, collect soil samples and analyze them for all the parameters specified in the order as per Spec Item 3.2., Sampling and Laboratory Services. Respond within 1 working day from receipt of order. |  | EA | 10 | 0
G982 |  | Soil Sampling and Analysis - Aliphatic Halogenated Carcinogenic Compounds: 1,2 - Dibromoethane | The Contractor shall conduct on-site measurements, collect soil samples and analyze them for all the parameters specified in the order as per Spec Item 3.2., Sampling and Laboratory Services. Respond within 1 working day from receipt of order. |  | EA | 10 | 0
G983 |  | Soil Sampling and Analysis - Aliphatic Halogenated Carcinogenic Compounds: Dibromochloromethane | The Contractor shall conduct on-site measurements, collect soil samples and analyze them for all the parameters specified in the order as per Spec Item 3.2., Sampling and Laboratory Services. Respond within 1 working day from receipt of order. |  | EA | 10 | 0
G984 |  | Soil Sampling and Analysis - Aliphatic Halogenated Carcinogenic Compounds: Bromodichloromethane | The Contractor shall conduct on-site measurements, collect soil samples and analyze them for all the parameters specified in the order as per Spec Item 3.2., Sampling and Laboratory Services. Respond within 1 working day from receipt of order. |  | EA | 10 | 0
G985 |  | Soil Sampling and Analysis - Nitroaromatic Compounds: Nitrobenzene | The Contractor shall conduct on-site measurements, collect soil samples and analyze them for all the parameters specified in the order as per Spec Item 3.2., Sampling and Laboratory Services. Respond within 1 working day from receipt of order. |  | EA | 10 | 0
G986 |  | Soil Sampling and Analysis - Nitroaromatic Compounds: 1,2 - Dinitrobenzene | The Contractor shall conduct on-site measurements, collect soil samples and analyze them for all the parameters specified in the order as per Spec Item 3.2., Sampling and Laboratory Services. Respond within 1 working day from receipt of order. |  | EA | 10 | 0
G987 |  | Soil Sampling and Analysis - Nitroaromatic Compounds: 1,3 - Dinitrobenzene | The Contractor shall conduct on-site measurements, collect soil samples and analyze them for all the parameters specified in the order as per Spec Item 3.2., Sampling and Laboratory Services. Respond within 1 working day from receipt of order. |  | EA | 10 | 0
G988 |  | Soil Sampling and Analysis - Nitroaromatic Compounds: Chloronitrobenzene | The Contractor shall conduct on-site measurements, collect soil samples and analyze them for all the parameters specified in the order as per Spec Item 3.2., Sampling and Laboratory Services. Respond within 1 working day from receipt of order. |  | EA | 10 | 0
G989 |  | Soil Sampling and Analysis - Chloroaromatic Compounds: Mon chlorobenzene | The Contractor shall conduct on-site measurements, collect soil samples and analyze them for all the parameters specified in the order as per Spec Item 3.2., Sampling and Laboratory Services. Respond within 1 working day from receipt of order. |  | EA | 10 | 0
G990 |  | Soil Sampling and Analysis - Chloroaromatic Compounds: Di chloroaromatic Non-Carcinogenic Compounds (1,2 - Dichlorobenzene) | The Contractor shall conduct on-site measurements, collect soil samples and analyze them for all the parameters specified in the order as per Spec Item 3.2., Sampling and Laboratory Services. Respond within 1 working day from receipt of order. |  | EA | 10 | 0
G991 |  | Soil Sampling and Analysis - Chloroaromatic Compounds: Di chloroaromatic Carcinogenic Compounds (1,4 - Dichlorobenzene) | The Contractor shall conduct on-site measurements, collect soil samples and analyze them for all the parameters specified in the order as per Spec Item 3.2., Sampling and Laboratory Services. Respond within 1 working day from receipt of order. |  | EA | 10 | 0
G992 |  | Soil Sampling and Analysis - Chloroaromatic Compounds: 1,2,4 - Trichlorobenzene | The Contractor shall conduct on-site measurements, collect soil samples and analyze them for all the parameters specified in the order as per Spec Item 3.2., Sampling and Laboratory Services. Respond within 1 working day from receipt of order. |  | EA | 10 | 0
G993 |  | Soil Sampling and Analysis - Chloroaromatic Compounds: 1,2,4,5 - Tetra chlorobenzene | The Contractor shall conduct on-site measurements, collect soil samples and analyze them for all the parameters specified in the order as per Spec Item 3.2., Sampling and Laboratory Services. Respond within 1 working day from receipt of order. |  | EA | 10 | 0
G994 |  | Soil Sampling and Analysis - Chloroaromatic Compounds: Pentachloro benzene | The Contractor shall conduct on-site measurements, collect soil samples and analyze them for all the parameters specified in the order as per Spec Item 3.2., Sampling and Laboratory Services. Respond within 1 working day from receipt of order. |  | EA | 10 | 0
G995 |  | Soil Sampling and Analysis - Chloroaromatic Compounds: | The Contractor shall conduct on-site measurements, collect soil samples and analyze them for all the parameters specified in the order as per Spec Item 3.2., Sampling and Laboratory Services. Respond within 1 working day from receipt of order. |  | EA | 10 | 0
G996 |  | Soil Sampling and Analysis - Chloroaromatic Compounds: Esa chlorobenzene | The Contractor shall conduct on-site measurements, collect soil samples and analyze them for all the parameters specified in the order as per Spec Item 3.2., Sampling and Laboratory Services. Respond within 1 working day from receipt of order. |  | EA | 10 | 0
G997 |  | Soil Sampling and Analysis - Non-Chlorinated Phenols: Methyl phenols (o-, m-, p-) | The Contractor shall conduct on-site measurements, collect soil samples and analyze them for all the parameters specified in the order as per Spec Item 3.2., Sampling and Laboratory Services. Respond within 1 working day from receipt of order. |  | EA | 10 | 0
G998 |  | Soil Sampling and Analysis - Non-Chlorinated Phenols: Phenols | The Contractor shall conduct on-site measurements, collect soil samples and analyze them for all the parameters specified in the order as per Spec Item 3.2., Sampling and Laboratory Services. Respond within 1 working day from receipt of order. |  | EA | 10 | 0
G999 |  | Soil Sampling and Analysis - Chlorinated Phenols: 2 - Chlorophenol | The Contractor shall conduct on-site measurements, collect soil samples and analyze them for all the parameters specified in the order as per Spec Item 3.2., Sampling and Laboratory Services. Respond within 1 working day from receipt of order. |  | EA | 10 | 0
G1000 |  | Soil Sampling and Analysis - Chlorinated Phenols: 2,4 - Dichlorophenol | The Contractor shall conduct on-site measurements, collect soil samples and analyze them for all the parameters specified in the order as per Spec Item 3.2., Sampling and Laboratory Services. Respond within 1 working day from receipt of order. |  | EA | 10 | 0
G1001 |  | Soil Sampling and Analysis - Chlorinated Phenols: 2,4, 6 - Trichlorophenol | The Contractor shall conduct on-site measurements, collect soil samples and analyze them for all the parameters specified in the order as per Spec Item 3.2., Sampling and Laboratory Services. Respond within 1 working day from receipt of order. |  | EA | 10 | 0
G1002 |  | Soil Sampling and Analysis - Chlorinated Phenols: Pentachlorophenol | The Contractor shall conduct on-site measurements, collect soil samples and analyze them for all the parameters specified in the order as per Spec Item 3.2., Sampling and Laboratory Services. Respond within 1 working day from receipt of order. |  | EA | 10 | 0
G1003 |  | Soil Sampling and Analysis - Aromatic Amines: Aniline | The Contractor shall conduct on-site measurements, collect soil samples and analyze them for all the parameters specified in the order as per Spec Item 3.2., Sampling and Laboratory Services. Respond within 1 working day from receipt of order. |  | EA | 10 | 0
G1004 |  | Soil Sampling and Analysis - Aromatic Amines: o - Anisidine | The Contractor shall conduct on-site measurements, collect soil samples and analyze them for all the parameters specified in the order as per Spec Item 3.2., Sampling and Laboratory Services. Respond within 1 working day from receipt of order. |  | EA | 10 | 0
G1005 |  | Soil Sampling and Analysis - Aromatic Amines: m,p - Anisidine | The Contractor shall conduct on-site measurements, collect soil samples and analyze them for all the parameters specified in the order as per Spec Item 3.2., Sampling and Laboratory Services. Respond within 1 working day from receipt of order. |  | EA | 10 | 0
G1006 |  | Soil Sampling and Analysis - Aromatic Amines: Diphenylamine | The Contractor shall conduct on-site measurements, collect soil samples and analyze them for all the parameters specified in the order as per Spec Item 3.2., Sampling and Laboratory Services. Respond within 1 working day from receipt of order. |  | EA | 10 | 0
G1007 |  | Soil Sampling and Analysis - Aromatic Amines: p - Toluidine | The Contractor shall conduct on-site measurements, collect soil samples and analyze them for all the parameters specified in the order as per Spec Item 3.2., Sampling and Laboratory Services. Respond within 1 working day from receipt of order. |  | EA | 10 | 0
G1008 |  | Soil Sampling and Analysis - Pesticides: Alachlor | The Contractor shall conduct on-site measurements, collect soil samples and analyze them for all the parameters specified in the order as per Spec Item 3.2., Sampling and Laboratory Services. Respond within 1 working day from receipt of order. |  | EA | 10 | 0
G1009 |  | Soil Sampling and Analysis - Pesticides: Aldrin | The Contractor shall conduct on-site measurements, collect soil samples and analyze them for all the parameters specified in the order as per Spec Item 3.2., Sampling and Laboratory Services. Respond within 1 working day from receipt of order. |  | EA | 10 | 0
G1010 |  | Soil Sampling and Analysis - Pesticides: Atrazine | The Contractor shall conduct on-site measurements, collect soil samples and analyze them for all the parameters specified in the order as per Spec Item 3.2., Sampling and Laboratory Services. Respond within 1 working day from receipt of order. |  | EA | 10 | 0
G1011 |  | Soil Sampling and Analysis - Pesticides: α - esachloroesane | The Contractor shall conduct on-site measurements, collect soil samples and analyze them for all the parameters specified in the order as per Spec Item 3.2., Sampling and Laboratory Services. Respond within 1 working day from receipt of order. |  | EA | 10 | 0
G1012 |  | Soil Sampling and Analysis - Pesticides: β - esachloroesane | The Contractor shall conduct on-site measurements, collect soil samples and analyze them for all the parameters specified in the order as per Spec Item 3.2., Sampling and Laboratory Services. Respond within 1 working day from receipt of order. |  | EA | 10 | 0
G1013 |  | Soil Sampling and Analysis - Pesticides: γ - esachloroesane (Lindane) | The Contractor shall conduct on-site measurements, collect soil samples and analyze them for all the parameters specified in the order as per Spec Item 3.2., Sampling and Laboratory Services. Respond within 1 working day from receipt of order. |  | EA | 10 | 0
G1014 |  | Soil Sampling and Analysis - Pesticides: Chlordane | The Contractor shall conduct on-site measurements, collect soil samples and analyze them for all the parameters specified in the order as per Spec Item 3.2., Sampling and Laboratory Services. Respond within 1 working day from receipt of order. |  | EA | 10 | 0
G1015 |  | Soil Sampling and Analysis - Pesticides: DDD, DDT, DDE | The Contractor shall conduct on-site measurements, collect soil samples and analyze them for all the parameters specified in the order as per Spec Item 3.2., Sampling and Laboratory Services. Respond within 1 working day from receipt of order. |  | EA | 10 | 0
G1016 |  | Soil Sampling and Analysis - Pesticides: Dieldrin | The Contractor shall conduct on-site measurements, collect soil samples and analyze them for all the parameters specified in the order as per Spec Item 3.2., Sampling and Laboratory Services. Respond within 1 working day from receipt of order. |  | EA | 10 | 0
G1017 |  | Soil Sampling and Analysis - Pesticides: Endrin | The Contractor shall conduct on-site measurements, collect soil samples and analyze them for all the parameters specified in the order as per Spec Item 3.2., Sampling and Laboratory Services. Respond within 1 working day from receipt of order. |  | EA | 10 | 0
G1018 |  | Soil Sampling and Analysis - Dioxins and Furans: PCDD, PCDF (total) | The Contractor shall conduct on-site measurements, collect soil samples and analyze them for all the parameters specified in the order as per Spec Item 3.2., Sampling and Laboratory Services. Respond within 1 working day from receipt of order. |  | EA | 10 | 0
G1019 |  | Soil Sampling and Analysis - Dioxins and Furans: PCB | The Contractor shall conduct on-site measurements, collect soil samples and analyze them for all the parameters specified in the order as per Spec Item 3.2., Sampling and Laboratory Services. Respond within 1 working day from receipt of order. |  | EA | 10 | 0
G1020 |  | Soil Sampling and Analysis - Hydrocarbons: ight Hydrocarbons C≤12 | The Contractor shall conduct on-site measurements, collect soil samples and analyze them for all the parameters specified in the order as per Spec Item 3.2., Sampling and Laboratory Services. Respond within 1 working day from receipt of order. |  | EA | 10 | 0
G1021 |  | Soil Sampling and Analysis - Hydrocarbons: Heavy Hydrocarbons C>12 | The Contractor shall conduct on-site measurements, collect soil samples and analyze them for all the parameters specified in the order as per Spec Item 3.2., Sampling and Laboratory Services. Respond within 1 working day from receipt of order. |  | EA | 10 | 0
G1022 |  | Soil Sampling and Analysis: Asbestos (free fibers) | The Contractor shall conduct on-site measurements, collect soil samples and analyze them for all the parameters specified in the order as per Spec Item 3.2., Sampling and Laboratory Services. Respond within 1 working day from receipt of order. |  | EA | 10 | 0
G1023 |  | Soil Sampling and Analysis: Phtalic Acid's Esters | The Contractor shall conduct on-site measurements, collect soil samples and analyze them for all the parameters specified in the order as per Spec Item 3.2., Sampling and Laboratory Services. Respond within 1 working day from receipt of order. |  | EA | 10 | 0
G1024-G1029 | Reserved
Unit Priced Labor (UPL) Work
G1030 |  | Unit Priced Composite Skilled Labor Work - MUST BE NEGOTIATED BY KO | Provide one composite skilled labor hour of work-in-place performed by substantially and highly trained, certified, and/or licensed craftsmen and technicians. The composite labor hour rate should be an average of various trades such as carpenters, painters, electricians, plumbers, equipment mechanics, electronics technicians, and pest controllers, per the scope and delivery schedule specified in the order. |  | HR | 2500 | 0
G1031 |  | Unit Priced Composite Unskilled Labor Work - MUST BE NEGOTIATED BY KO | Provide one composite unskilled labor hour of work-in-place performed by minimally trained or untrained workers, including custodial and grounds maintenance workers, and common laborers per the scope and delivery schedule specified in the order. |  | HR | 2500 | 0
G1032 |  | Material and Equipment Costs - MUST BE NEGOTIATED BY KO | Provide all materials and equipment to perform Unit Priced Labor work per the scope and delivery schedule specified in the order. |  | LS | NTE | 100000
TOTAL FOR LINE ITEM 0014 - 6TH OPTION PERIOD - NON-RECURRING WORK (ELINs G700 THROUGH G1032) | [6 empty] | 100000

## CLIN 015 - 7th OP - RW
ATTACHMENT J-0200000-12 XX
EXHIBIT LINE ITEM NUMBERS
SOLICITATION/CONTRACT # N62470-25-R-0020 XX-R-00XX
EXHIBIT H A - SEVENTH OPTION BASE PERIOD - RECURRING WORK
CLIN 0015
Line Item 0015 - Recurring Work - 7th Option Year
PROVIDE PRICES TO PERFORM RECURRING WORK - IN ACCORDANCE WITH SECTION C, SPEC ITEM 3
ELIN/Sub-ELINs H001 THROUGH H023 21
ELIN / Sub ELIN | Annex/Sub-annex | Spec Item | Description | Quantity | Unit of Issue | Unit Price | Total Price
H001 |  |  | Commander Naval Region Europe (CNRE)
| 1501000 |  | Facility Management
H001AA |  | 3.1 | Infrastructure Condition Assessment Program (ICAP) Services | 12 | MO |  | 0
| 1502000 |  | Facility Investment
|  | 3.1 | Emergency, Urgent, and Routine (E/U/R) Work
H001AB | 1502000 | 3.1.1 | Emergency | 12 | MO |  | 0
H001AC | 1502000 | 3.1.2 | Urgent | 12 | MO |  | 0
H001AD | 1502000 | 3.1.3 | Routine | 12 | MO |  | 0
|  | 3.2 | Facility Bullets
H001AE | 1502000 | 3.2 | Facility Bullets | 12 | MO |  | 0
|  | 3.3 | Preventive Maintenance (PM) Program
H001AF | 1502000 | 3.3.2 | Lightning Arrestors and Grounding Devices | 12 | MO |  | 0
H001AG | 1502000 | 3.3.3 | Vertical Transportation Equipment (VTE) | 12 | MO |  | 0
H001AH | 1502000 | 3.3.5 | Auxiliary Generator Systems | 12 | MO |  | 0
H001AJ | 1502000 | 3.3.12 | Swimming Pool Maintenance | 12 | MO |  | 0
H001AK | 1502000 | 3.3.15 | Aboveground (AST) and Underground (UST) Storage Tanks | 12 | MO |  | 0
H001AL | 1502000 | 3.3.16 | Overhead and Roll-up Doors | 12 | MO |  | 0
H001AM | 1502000 | 3.3.17 | Hangar Doors | 12 | MO |  | 0
H001AN | 1502000 | 3.3.18 | Drinking Fountains/Water Coolers | 12 | MO |  | 0
H001AP | 1502000 | 3.3.19 | Airfield Light Tower | 12 | MO |  | 0
H001AQ | 1502000 | 3.3.21 | Irrigation System | 12 | MO |  | 0
|  | 3.4 | Integrated Maintenance Program (IMP)
H001AR | 1502000 | 3.4.1 | HVAC and Refrigeration Systems | 12 | MO |  | 0
H001AS | 1502000 | 3.4.2 | Fire Protection Systems | 12 | MO |  | 0
H001AT | 1502000 | 3.4.3 | Boilers and UPVs | 12 | MO |  | 0
|  | 3.5 | Inspection, Testing, and Certification Program
H001AU | 1502000 | 3.5.2 | Vertical Transportation Equipment (VTE) | 12 | MO |  | 0
|  | 3.6 | Other Recurring Services Program
H001AV | 1502000 | 3.6.1 | Exhaust Hoods and Ducts | 12 | MO |  | 0
H001AW | 1502000 | 3.6.2 | HVAC Water Testing and Treatment Services | 12 | MO |  | 0
H001AX | 1502000 | 3.6.3 | Boiler Water Testing and Treatment Services | 12 | MO |  | 0
H001AY | 1502000 | 3.6.4 | Solar Panel Maintenance | 12 | MO |  | 0
H001AZ | 1502000 | 3.6.5 | Gutter and Roof Inspections | 12 | MO |  | 0
H001BA | 1502000 | 3.6.7 | Magnetic Key Card System Maintenance | 12 | MO |  | 0
H001BB | 1502000 | 3.6.9 | Vehicle Lift Maintenance | 12 | MO |  | 0
H001BC | 1502000 | 3.6.10 | Swimming Pool Water Testing and Treatment Services | 12 | MO |  | 0
H001BD | 1502000 | 3.6.11 | Fall Protection Lifeline Systems Inspection and Certification | 12 | MO |  | 0
H001BE | 1502000 | 3.6.13 | Oil-Water Separators and Grease Traps Maintenance | 12 | MO |  | 0
H001BF | 1502000 | 3.6.14 | Car Wash Water Treatment System | 12 | MO |  | 0
H001BG | 1502000 | 3.6.15 | Fire Extinguisher Inspection and Maintenance | 12 | MO |  | 0
| 1503010 |  | Custodial
H001BH | 1503010 | 3.1 | Scheduled Services | 12 | MO |  | 0
H001BJ | 1503010 | 3.1 | Scheduled Services for AMC (29% FX Pro-Rata) | 12 | MO |  | 0
| 1503020 |  | Pest Control
H001BK | 1503020 | 3.1 | Scheduled Pest Control | 12 | MO |  | 0
H001BL | 1503020 | 3.2 | Pest Control Service Orders | 12 | MO |  | 0
H001BM | 1503020 | 3.3 | Pest Management Reporting | 12 | MO |  | 0
| 1503030 |  | Integrated Solid Waste Management
H001BN | 1503030 | 3.1 - 3.5 | Recurring Work | 12 | MO |  | 0
H001BP | 1503030 | 3.6 | Special Collection Services | 12 | MO |  | 0
| 1503050 |  | Grounds Maintenance and Landscaping
H001BQ | 1503050 | 3.1 | Improved Grounds | 12 | MO |  | 0
H001BR | 1503050 | 3.2 | Operational Areas | 12 | MO |  | 0
H001BS | 1503050 | 3.3 | Storm Drainage Systems | 12 | MO |  | 0
H001BT | 1503050 | 3.4 | Outdoor Waste Collection | 12 | MO |  | 0
H001BU | 1503050 | 3.4 | Outdoor Waste Collection for AMC | 12 | MO |  | 0
H001BV | 1503050 | 3.5 | Playgrounds Maintenance | 12 | MO |  | 0
| 1503060 |  | Pavement Clearance
H001BW | 1503060 | 3.1 | Pavement Sweeping Services | 12 | MO |  | 0
H001BX | 1503060 | 3.2 | Pavement Clearance Service Orders | 12 | MO |  | 0
| 1601000 |  | Utility Management
|  | 3.1 | Utility Service Orders
H001BY | 1601000 | 3.1.1 | Emergency Service Orders | 12 | MO |  | 0
H001BZ | 1601000 | 3.1.2 | Routine Service Orders | 12 | MO |  | 0
H001CA | 1601000 | 3.2 | Utility Operations Management | 12 | MO |  | 0
H001CB | 1601000 | 3.3 | Utility Infrastructure Condition Assessment (UICAP) Support | 12 | MO |  | 0
| 1602000 |  | Electrical |  | `
|  | 3.1 | Preventive Maintenance (PM) Program
H001CC | 1602000 | 3.1.1 | High Voltage Systems Maintenance | 12 | MO |  | 0
|  | 3.2 | Other Recurring Services Program
H001CD | 1602000 | 3.2.1 | Photo Voltaic Systems Maintenance | 12 | MO |  | 0
| 1603000 |  | Natural Gas
H001CE | 1603000 | 3.1 | Integrated Maintenance Program (IMP) | 12 | MO |  | 0
| 1604000 |  | Wastewater
H001CF | 1604000 | 3.1 | Preventive Maintenance (PM) Program | 12 | MO |  | 0
H001CG | 1604000 | 3.2 | Other Recurring Services | 12 | MO |  | 0
| 1606001 |  | Water (Overseas)
H001CH | 1606001 | 3.1 | Preventive Maintenance (PM) Program | 12 | MO |  | 0
H001CJ | 1606001 | 3.2 | Unidirectional Flushing (UDF) Plan | 12 | MO |  | 0
H001CK | 1606001 | 3.3 | Well Development and Water Treatment and Distribution System Support | 12 | MO |  | 0
| 1700000 |  | Transportation
H001CL | 1700000 | 3.1 | Bus Services | 12 | MO |  | 0
| 1800000 |  | Environmental
H001CM | 1800000 | 3.1 | Oil and Hazardous Substance (OHS) Spill Response and Cleanup Ashore | 12 | MO |  | 0
|  |  | CNRE SUBTOTAL: |  |  |  | 0
AMC - Specification 1503010, Spec Item 3
|  |  | Scheduled Custodial Services, Spec Item 3.1 | 12 | MO |  | 0
Reserved
|  |  | AMC - CNRE Funded SUBTOTAL: |  |  |  | 0
H002 |  |  | MWR (Morale, Welfare, and Recreation) - CNRE FUNDED
| 1502000 |  | Facility Investment
|  | 3.1 | Emergency, Urgent, and Routine (E/U/R) Work
H002AA | 1502000 | 3.1.1 | Emergency | 12 | MO |  | 0
H002AB | 1502000 | 3.1.2 | Urgent | 12 | MO |  | 0
H002AC | 1502000 | 3.1.3 | Routine | 12 | MO |  | 0
|  | 3.4 | Integrated Maintenance Program (IMP)
H002AD | 1502000 | 3.4.2 | Fire Protection Systems | 12 | MO |  | 0
|  | 3.6 | Other Recurring Services Program
H002AE | 1502000 | 3.6.1 | Exhaust Hoods and Ducts | 12 | MO |  | 0
H002AF | 1502000 | 3.6.9 | Vehicle Lift Maintenance | 12 | MO |  | 0
H002AG | 1502000 | 3.6.13 | Oil-Water Separators and Grease Traps Maintenance | 12 | MO |  | 0
| 1503010 |  | Custodial
H002AH | 1503010 | 3.1 | Scheduled Services | 12 | MO |  | 0
| 1503020 |  | Pest Control
H002AJ | 1503020 | 3.1 | Scheduled Pest Control | 12 | MO |  | 0
H002AK | 1503020 | 3.3 | Pest Management Reporting | 12 | MO |  | 0
|  |  | MWR - SUBTOTAL: |  |  |  | 0
H003 |  |  | NEXCOM (Navy Exchange) - CNRE FUNDED
| 1502000 |  | Facility Investment
|  | 3.4 | Integrated Maintenance Program (IMP)
H003AA | 1502000 | 3.4.2 | Fire Protection Systems | 12 | MO |  | 0
|  | 3.6 | Other Recurring Services Program
H003AB | 1502000 | 3.6.1 | Exhaust Hoods and Ducts | 12 | MO |  | 0
| 1503020 |  | Pest Control
H003AC | 1503020 | 3.1 | Scheduled Pest Control | 12 | MO |  | 0
H003AD | 1503020 | 3.2 | Pest Control Service Orders | 12 | MO |  | 0
H003AE | 1503020 | 3.3 | Pest Management Reporting | 12 | MO |  | 0
| 1503030 |  | Integrated Solid Waste Management
H003AF | 1503030 | 3.1 - 3.5 | Recurring Work | 12 | MO |  | 0
|  |  | NEXCOM - SUBTOTAL: |  |  |  | 0
H004 |  |  | HAZMIN Center - CNRE FUNDED
| 1503010 |  | Custodial
H004AA | 1503010 | 3.1 | Scheduled Services | 12 | MO |  | 0
| 1503030 |  | Integrated Solid Waste Management
H004AB | 1503030 | 3.1 - 3.5 | Recurring Work | 12 | MO |  | 0
|  |  | HAZMIN Center - SUBTOTAL: |  |  |  | 0
H005 |  |  | BOA (Bank of America)
| 1503010 |  | Custodial
H005AA | 1503010 | 3.1 | Scheduled Services | 12 | MO |  | 0
| 1503030 |  | Integrated Solid Waste Management
H005AB | 1503030 | 3.1 - 3.5 | Recurring Work | 12 | MO |  | 0
|  |  | BOA SUBTOTAL: |  |  |  | 0
H006 |  |  | AMC (Air Mobility Command)
| 1502000 |  | Facility Investment
|  | 3.6 | Other Recurring Services Program
H006AA | 1502000 | 3.6.1 | Exhaust Hoods and Ducts | 12 | MO |  | 0
H006AB | 1502000 | 3.6.13 | Oil-Water Separators and Grease Traps Maintenance | 12 | MO |  | 0
| 1503010 |  | Custodial
H006AC | 1503010 | 3.1 | Scheduled Services | 12 | MO |  | 0
| 1503020 |  | Pest Control
H006AD | 1503020 | 3.1 | Scheduled Pest Control | 12 | MO |  | 0
H006AE | 1503020 | 3.2 | Pest Control Service Orders | 12 | MO |  | 0
H006AF | 1503020 | 3.3 | Pest Management Reporting | 12 | MO |  | 0
| 1503030 |  | Integrated Solid Waste Management
H006AG | 1503030 | 3.1 - 3.5 | Recurring Work | 12 | MO |  | 0
|  |  | AMC SUBTOTAL: |  |  |  | 0
H007 |  |  | DHA (Defense Health Agency)
| 1502000 |  | Facility Investment
|  | 3.1 | Emergency, Urgent, and Routine (E/U/R) Work
H007AA | 1502000 | 3.1.1 | Emergency | 12 | MO |  | 0
H007AB | 1502000 | 3.1.2 | Urgent | 12 | MO |  | 0
H007AC | 1502000 | 3.1.3 | Routine | 12 | MO |  | 0
|  | 3.1 | Preventive Maintenance (PM) Program
H007AD | 1502000 | 3.3.1 | Interior and Exterior Lighting Systems | 12 | MO |  | 0
H007AE | 1502000 | 3.3.2 | Lightning Arrestors and Grounding Devices | 12 | MO |  | 0
H007AF | 1502000 | 3.3.3 | Vertical Transportation Equipment (VTE) | 12 | MO |  | 0
H007AG | 1502000 | 3.3.4 | Compressed Air Systems | 12 | MO |  | 0
H007AH | 1502000 | 3.3.5 | Auxiliary Generators | 12 | MO |  | 0
H007AJ | 1502000 | 3.3.6 | Uninterruptable Power Supply Systems (UPS) | 12 | MO |  | 0
H007AK | 1502000 | 3.3.7 | Medical Air, Gas, and Vacuum Systems | 12 | MO |  | 0
H007AL | 1502000 | 3.3.8 | Communication Systems | 12 | MO |  | 0
H007AM | 1502000 | 3.3.9 | Intrusion Detection Systems | 12 | MO |  | 0
H007AN | 1502000 | 3.3.10 | Closed Circuit Surveillance Systems | 12 | MO |  | 0
H007AP | 1502000 | 3.3.11 | Automatic, Fire, and Roll-Up Doors | 12 | MO |  | 0
H007AQ | 1502000 | 3.3.13 | Facility Electric System | 12 | MO |  | 0
H007AR | 1502000 | 3.3.14 | Reverse Osmosis and Water Purification System | 12 | MO |  | 0
H007AS | 1502000 | 3.3.15 | Aboveground (AST) and Underground (UST) Storage Tanks | 12 | MO |  | 0
H007AT | 1502000 | 3.3.16 | Overhead and Roll-Up Doors | 12 | MO |  | 0
H007AU | 1502000 | 3.3.18 | Drinking Fountains/Water Coolers | 12 | MO |  | 0
H007AV | 1502000 | 3.3.20 | Emergency Eye Wash Station | 12 | MO |  | 0
H007AW | 1502000 | 3.3.21 | Irrigation System | 12 | MO |  | 0
|  | 3.4 | Integrated Maintenance Program (IMP)
H007AX | 1502000 | 3.4.1 | HVAC and Refrigeration Systems | 12 | MO |  | 0
H007AY | 1502000 | 3.4.2 | Fire Protection Systems | 12 | MO |  | 0
H007AZ | 1502000 | 3.4.3 | Boilers and UPVs | 12 | MO |  | 0
|  | 3.5 | Inspection, Testing, and Certification Program
H007BA | 1502000 | 3.5.1 | Boilers and UPVs | 12 | MO |  | 0
H007BB | 1502000 | 3.5.2 | Vertical Transportation Equipment (VTE) | 12 | MO |  | 0
|  | 3.6 | Other Recurring Services Program
H007BC | 1502000 | 3.6.1 | Exhaust Hoods and Ducts | 12 | MO |  | 0
H007BD | 1502000 | 3.6.2 | HVAC Water Testing and Treatment Services | 12 | MO |  | 0
H007BE | 1502000 | 3.6.3 | Boiler Water Testing and Treatment Services | 12 | MO |  | 0
H007BF | 1502000 | 3.6.11 | Miscellaneous Equipment | 12 | MO |  | 0
H007BG | 1502000 | 3.6.16 | Lift Station Maintenance | 12 | MO |  | 0
| 1503010 |  | Custodial
H007BA | 1503010 | 3.1 | Scheduled Services | 12 | MO |  | 0
H007BB | 1503010 | 3.2 | MTF Other/Special Cleaning Services (DHA) | 12 | MO |  | 0
| 1503020 |  | Pest Control
H007BC | 1503020 | 3.1 | Scheduled Pest Control | 12 | MO |  | 0
H007BD | 1503020 | 3.3 | Pest Management Reporting | 12 | MO |  | 0
| 1503030 |  | Integrated Solid Waste Management
H007BE | 1503030 | 3.1 - 3.5 | Recurring Work | 12 | MO |  | 0
| 1503050 |  | Grounds Maintenance and Landscaping
H007BF | 1503050 | 3.1 | Improved Grounds | 12 | MO |  | 0
H007BG | 1503050 | 3.4 | Outdoor Waste Collection | 12 | MO |  | 0
|  |  | DHA SUBTOTAL: |  |  |  | 0
H008 |  |  | DeCA (Defense Commissary Agency)
| 1502000 |  | Facility Investment
|  | 3.1 | Emergency, Urgent, and Routine (E/U/R) Work
H008AA |  | 3.1.2 | Urgent | 12 | MO |  | 0
|  | 3.1 | Preventive Maintenance (PM) Program
H008AB | 1502000 | 3.3.3 | Vertical Transportation Equipment (VTE) | 12 | MO |  | 0
|  | 3.4 | Integrated Maintenance Program (IMP)
H008AC | 1502000 | 3.4.2 | Fire Protection Systems | 12 | MO |  | 0
|  | 3.5 | Inspection, Testing, and Certification Program
H008AD | 1502000 | 3.5.2 | Vertical Transportation Equipment (VTE) | 12 | MO |  | 0
|  | 3.6 | Other Recurring Services Program
H008AE | 1502000 | 3.6.13 | Oil-Water Separators and Grease Traps Maintenance | 12 | MO |  | 0
| 1503020 |  | Pest Control
H008AE | 1503020 | 3.1 | Scheduled Pest Control | 12 | MO |  | 0
H008AF | 1503020 | 3.2 | Pest Control Service Orders | 12 | MO |  | 0
H008AG | 1503020 | 3.3 | Pest Management Reporting | 12 | MO |  | 0
| 1503030 |  | Integrated Solid Waste Management
H008AH | 1503030 | 3.1 - 3.5 | Recurring Work | 12 | MO |  | 0
|  |  | DeCA SUBTOTAL: |  |  |  | 0
H009 |  |  | DCS (Defense Courier Service)
| 1502000 |  | Facility Investment
|  | 3.4 | Integrated Maintenance Program (IMP)
H009AA | 1502000 | 3.4.2 | Fire Protection Systems | 12 | MO |  | 0
|  |  | DCS SUBTOTAL: |  |  |  | 0
H010 |  |  | DoDEA (Department of Defense Education Activity)
| 1503030 |  | Integrated Solid Waste Management
H010AA | 1503030 | 3.1 - 3.5 | Recurring Work | 12 | MO |  | 0
|  |  | DoDEA SUBTOTAL: |  |  |  | 0
H011 |  |  | DLA DISTRIBUTION
| 1502000 |  | Facility Investment
|  | 3.1 | Emergency, Urgent, and Routine (E/U/R) Work
H011AA | 1502000 | 3.1.1 | Emergency | 12 | MO |  | 0
H011AB | 1502000 | 3.1.2 | Urgent | 12 | MO |  | 0
H011AC | 1502000 | 3.1.3 | Routine | 12 | MO |  | 0
|  | 3.1 | Preventive Maintenance (PM) Program
H011AD | 1502000 | 3.3.3 3.5.2 | Vertical Transportation Equipment (VTE) | 12 | MO |  | 0
H011AE | 1502000 | 3.3.15 | Aboveground (AST) and Underground (UST) Storage Tanks | 12 | MO |  | 0
|  | 3.4 | Integrated Maintenance Program (IMP)
H011AF | 1502000 | 3.4.2 | Fire Protection Systems | 12 | MO |  | 0
|  | 3.5 | Inspection, Testing, and Certification Program
H011AG | 1502000 | 3.5.2 | Vertical Transportation Equipment (VTE) | 12 | MO |  | 0
|  | 3.6 | Other Recurring Services Program
H011AH | 1502000 | 3.6.4 | Solar Panel Maintenance | 12 | MO |  | 0
H011AJ | 1502000 | 3.6.5 | Gutter and Roof Inspections | 12 | MO |  | 0
H011AK | 1502000 | 3.6.12 | Fall Protection Lifeline Systems Inspection and Certification | 12 | MO |  | 0
| 1503020 |  | Pest Control
H011AL | 1503020 | 3.1 | Scheduled Pest Control | 12 | MO |  | 0
H011AM | 1503020 | 3.2 | Pest Control Service Orders | 12 | MO |  | 0
H011AN | 1503020 | 3.3 | Pest Management Reporting | 12 | MO |  | 0
| 1503030 |  | Integrated Solid Waste Management
H011AP | 1503030 | 3.1 - 3.5 | Recurring Work | 12 | MO |  | 0
|  |  | DLA DISTRIBUTION SUBTOTAL: |  |  |  | 0
H012 |  |  | DLA DISPOSITION
| 1503010 |  | Custodial
H012AA | 1503010 | 3.1 | Scheduled Services | 12 | MO |  | 0
| 1503020 |  | Pest Control
H012AB | 1503020 | 3.1 | Scheduled Pest Control | 12 | MO |  | 0
H012AC | 1503020 | 3.2 | Pest Control Service Orders | 12 | MO |  | 0
H012AD | 1503020 | 3.3 | Pest Management Reporting | 12 | MO |  | 0
|  |  | DLA DISPOSITION SUBTOTAL: |  |  |  | 0
H013 |  |  | NAVSUP FUELS - DLA ENERGY FUNDED
| 1502000 |  | Facility Investment
|  | 3.1 | Emergency, Urgent, and Routine (E/U/R) Work
H013AA | 1502000 | 3.1.1 | Emergency | 12 | MO |  | 0
H013AB | 1502000 | 3.1.2 | Urgent | 12 | MO |  | 0
H013AC | 1502000 | 3.1.3 | Routine | 12 | MO |  | 0
|  | 3.1 | Preventive Maintenance (PM) Program
H013AD | 1502000 | 3.3.2 | Lightning Arrestors and Grounding Devices | 12 | MO |  | 0
H013AE | 1502000 | 3.3.09 15 | Aboveground (AST) and Underground (UST) Storage Tanks | 12 | MO |  | 0
H013AF | 1502000 | 3.3.12 18 | Drinking Fountains/Water Coolers | 12 | MO |  | 0
H013AF | 1502000 | 3.3.16 23 | POL Fuel Depot Facilities and Distribution Systems | 12 | MO |  | 0
H013AG | 1502000 | 3.3.17 24 | Aviation Fuel Support Systems | 12 | MO |  | 0
H013AH | 1502000 | 3.3.18 25 | Vehicle Fueling Station Systems | 12 | MO |  | 0
|  | 3.4 | Integrated Maintenance Program (IMP)
H013AI | 1502000 | 3.4.2 | Fire Protection Systems | 12 | MO |  | 0
|  | 3.6 | Other Recurring Services Program
H013AK | 1502000 | 3.6.5 | Gutter and Roof Inspections | 12 | MO |  | 0
H013AL | 1502000 | 3.6.13 | Oil-Water Separators and Grease Traps Maintenance | 12 | MO |  | 0
| 1503010 |  | Custodial
H013AM | 1503010 | 3.1 | Scheduled Services | 12 | MO |  | 0
|  |  | NAVSUP FUELS - DLA ENERGY FUNDED SUBTOTAL: |  |  |  | 0
H014 |  |  | FAMILY HOUSING
| 1401000 |  | Family Housing
H014AA | 1401000 | 3.1 | Family Housing (FH) Maintenance and Repairs
H014AB | 1401000 | 3.1.1.1 | Emergency | 12 | MO |  | 0
H014AC | 1401000 | 3.1.1.2 | Urgent | 12 | MO |  | 0
H014AD | 1401000 | 3.1.1.3 | Routine | 12 | MO |  | 0
H014AE | 1401000 | 3.1.2 | Scheduled Roof Cleaning | 12 | MO |  | 0
| 1502000 |  | Facility Investment
|  | 3.1 | Preventive Maintenance (PM) Program
H014AF | 1502000 | 3.3.21 | Irrigation System | 12 | MO |  | 0
|  | 3.4 | Integrated Maintenance Program (IMP)
H014AG | 1502000 | 3.4.1 | HVAC and Refrigeration Systems | 12 | MO |  | 0
H014AH | 1502000 | 3.4.3 | Boilers and UPVs | 12 | MO |  | 0
|  | 3.6 | Other Recurring Services Program
H014AJ | 1502000 | 3.6.2 | HVAC Water Testing and Treatment Services | 12 | MO |  | 0
H014AK | 1502000 | 3.6.4 | Solar Panel Maintenance | 12 | MO |  | 0
| 1503010 |  | Custodial
H014AL | 1503010 | 3.1 | Scheduled Services | 12 | MO |  | 0
| 1503020 |  | Pest Control
H014AM | 1503020 | 3.1 | Scheduled Pest Control | 12 | MO |  | 0
H014AN | 1503020 | 3.2 | Pest Control Service Orders | 12 | MO |  | 0
H014AN | 1503020 | 3.2.1 | Unscheduled Pest Control Services | 12 | MO |  | 0
H014AP | 1503020 | 3.3 | Pest Management Reporting | 12 | MO |  | 0
| 1503030 |  | Integrated Solid Waste Management
H014AP | 1503030 | 3.1 - 3.5 | Recurring Work | 12 | MO |  | 0
| 1503050 |  | Grounds Maintenance and Landscaping
H014AQ | 1503050 | 3.1 | Improved Grounds | 12 | MO |  | 0
| 1503060 |  | Pavement Clearance
H014AR | 1503060 | 3.1 | Improved Grounds | 12 | MO |  | 0
|  |  | HOUSING SUBTOTAL: |  |  |  | 0
H015 |  |  | UNACCOMPANIED HOUSING
| 1402000 | 3 | Recurring Work
H015AA | 1402000 | 3.1 | Unaccompanied Housing (UH) Maintenance and Repairs | 12 | MO |  | 0
H015AB | 1402000 | 3.2 | Change of Occupancy Maintenance (COM) Services
H015AB | 1402000 | 3.2 | COM - Small BQ Units | 150 | EA |  | 0
H015AC | 1402000 | 3.2 | COM - Common Areas BQ Units | 200 | EA |  | 0
H015AD | 1402000 | 3.2 | Complete Painting - Small BQ Units | 150 | EA |  | 0
H015AE | 1402000 | 3.2 | Complete Painting - Common Areas BQ Units | 200 | EA |  | 0
H015AF | 1402000 | 3.3 | Laundry Room Servicing | 12 | MO |  | 0
|  |  | UNACCOMPANIED HOUSING SUBTOTAL: |  |  |  | 0
H016 |  |  | GLOBAL HAWK
| 1502000 |  | Facility Investment
|  | 3.1 | Emergency, Urgent, and Routine (E/U/R) Work
H016AA | 1502000 | 3.1.1 | Emergency | 12 | MO |  | 0
H016AB | 1502000 | 3.1.2 | Urgent | 12 | MO |  | 0
H016AC | 1502000 | 3.1.3 | Routine | 12 | MO |  | 0
|  | 3.1 | Preventive Maintenance (PM) Program
H016AD | 1502000 | 3.3.1 | Interior and Exterior Lighting Systems | 12 | MO |  | 0
H016AE | 1502000 | 3.3.2 | Lightning Arrestors and Grounding Devices | 12 | MO |  | 0
H016AF | 1502000 | 3.3.4 | Compressed Air Systems | 12 | MO |  | 0
H016AG | 1502000 | 3.3.5 | Auxiliary Generators | 12 | MO |  | 0
H016AH | 1502000 | 3.3.6 | Uninterruptable Power Supply Systems (UPS) | 12 | MO |  | 0
H016AJ | 1502000 | 3.3.13 | Facility Electric Systems | 12 | MO |  | 0
H016AK | 1502000 | 3.3.15 | Aboveground (AST) and Underground (UST) Storage Tanks | 12 | MO |  | 0
H016AL | 1502000 | 3.3.16 | Overhead and Roll-Up Doors | 12 | MO |  | 0
H016AM | 1502000 | 3.3.17 | Hangar Door | 12 | MO |  | 0
H016AN | 1502000 | 3.3.18 | Drinking Fountains/Water Coolers | 12 | MO |  | 0
H016AP | 1502000 | 3.3.20 | Emergency Eyewash Station | 12 | MO |  | 0
H016AQ | 1502000 | 3.3.25 | Vehicle Arrestor System | 12 | MO |  | 0
H016AR | 1502000 | 3.3.26 | Flood Gate | 12 | MO |  | 0
| 1502000 | 3.4 | Integrated Maintenance Program (IMP)
H016AS | 1502000 | 3.4.1 | HVAC and Refrigeration Systems | 12 | MO |  | 0
H016AT | 1502000 | 3.4.2 | Fire Protection Systems | 12 | MO |  | 0
H016AU | 1502000 | 3.4.3 | Boilers and UPVs | 12 | MO |  | 0
|  | 3.5 | Inspection, Testing, and Certification Program
H016AV | 1502000 | 3.5.1 3.4.3 | Boilers and UPVs | 12 | MO |  | 0
Other Recurring Services Program
H016AW | 1502000 | 3.6.2 | HVAC Water Testing and Treatment Services | 12 | MO |  | 0
H016AX | 1502000 | 3.6.3 | Boiler Water Testing and Treatment Services | 12 | MO |  | 0
H016AY | 1502000 | 3.6.4 | Solar Panel Maintenance | 12 | MO |  | 0
H016AZ | 1502000 | 3.6.6 | Gutter Maintenance | 12 | MO |  | 0
H016BA | 1502000 | 3.6.14 15 | Fire Extinguisher Inspection and Maintenance | 12 | MO |  | 0
H016BB | 1502000 | 3.6.15 | Lift Station Maintenance | 12 | MO |  | 0
| 1503010 |  | Custodial
H016BC | 1503010 | 3.1 | Scheduled Services | 12 | MO |  | 0
| 1503020 |  | Pest Control
H016BD | 1503020 | 3.1 | Scheduled Pest Control | 12 | MO |  | 0
H016BE | 1503020 | 3.2 | Pest Control Service Orders | 12 | MO |  | 0
H016BF | 1503020 | 3.3 | Pest Management Reporting | 12 | MO |  | 0
| 1503030 |  | Integrated Solid Waste Management
H016BG | 1503030 | 3.1 - 3.5 | Recurring Work | 12 | MO |  | 0
|  |  | GLOBAL HAWK SUBTOTAL: |  |  |  | 0
H017 |  |  | NCIS
| 1502000 |  | Facility Investment
| 1502000 | 3.4 | Integrated Maintenance Program (IMP)
H017AA | 1502000 | 3.4.2 | Fire Protection Systems | 12 | MO |  | 0
| 1503010 |  | Custodial
H017AB | 1503010 | 3.1 | Scheduled Services | 12 | MO |  | 0
|  |  | NCIS SUBTOTAL: |  |  |  | 0
H018 |  |  | NAVY LODGE
| 1502000 |  | Facility Investment
|  | 3.1 | Emergency, Urgent, and Routine (E/U/R) Work
H018AA | 1502000 | 3.1.1 | Emergency | 12 | MO |  | 0
H018AB | 1502000 | 3.1.2 | Urgent | 12 | MO |  | 0
H018AC | 1502000 | 3.1.3 | Routine | 12 | MO |  | 0
| 1502000 | 3.4 | Integrated Maintenance Program (IMP)
H018AD | 1502000 | 3.4.2 | Fire Protection Systems | 12 | MO |  | 0
|  |  | NAVY LODGE SUBTOTAL: |  |  |  | 0
H019 |  |  | NGIS
| 1502000 |  | Facility Investment
|  | 3.1 | Emergency, Urgent, and Routine (E/U/R) Work
H019AA | 1502000 | 3.1.1 | Emergency | 12 | MO |  | 0
H019AB | 1502000 | 3.1.2 | Urgent | 12 | MO |  | 0
H019AC | 1502000 | 3.1.3 | Routine | 12 | MO |  | 0
| 1503010 |  | Custodial
H019AD | 1503010 | 3.1 | Scheduled Services | 12 | MO |  | 0
| 1503030 |  | Integrated Solid Waste Management
H019AE | 1503030 | 3.1 - 3.5 | Recurring Work | 12 | MO |  | 0
| 1503050 |  | Ground Maintenance and Landscaping
H019AF | 1503050 | 3.4 | Outdoor Waste Collection | 12 | MO |  | 0
|  |  | NGIS SUBTOTAL: |  |  |  | 0
H020 |  |  | SPACE FORCE
| 1502000 |  | Facility Investment
|  | 3.1 | Emergency, Urgent, and Routine (E/U/R) Work
H020AA | 1502000 | 3.1.1 | Emergency | 12 | MO |  | 0
H020AB | 1502000 | 3.1.2 | Urgent | 12 | MO |  | 0
H020AC | 1502000 | 3.1.3 | Routine | 12 | MO |  | 0
|  | 3.1 | Preventive Maintenance (PM) Program
H020AD | 1502000 | 3.3.5 | Auxiliary Generators | 12 | MO |  | 0
H020AE | 1502000 | 3.3.13 | Facility Electric Systems | 12 | MO |  | 0
H020AF | 1502000 | 3.3.18 | Drinking Fountains/Water Coolers | 12 | MO |  | 0
| 1502000 | 3.4 | Integrated Maintenance Program (IMP)
H020AG | 1502000 | 3.4.1 | HVAC and Refrigeration Systems | 12 | MO |  | 0
H020AH | 1502000 | 3.4.2 | Fire Protection Systems | 12 | MO |  | 0
H020AJ | 1502000 | 3.4.3 | Boilers and UPVs | 12 | MO |  | 0
Other Recurring Services Program
H020AK | 1502000 | 3.6.2 | HVAC Water Testing and Treatment Services | 12 | MO |  | 0
H020AL | 1502000 | 3.6.4 | Solar Panel Maintenance | 12 | MO |  | 0
| 1503010 |  | Custodial
H020AM | 1503010 | 3.1 | Scheduled Services | 12 | MO |  | 0
| 1503020 |  | Pest Control
H020AN | 1503020 | 3.1 | Scheduled Pest Control | 12 | MO |  | 0
H020AP | 1503020 | 3.2 | Pest Control Service Orders | 12 | MO |  | 0
H020AQ | 1503020 | 3.3 | Pest Management Reporting | 12 | MO |  | 0
| 1503030 |  | Integrated Solid Waste Management
H020AR | 1503030 | 3.1 - 3.5 | Recurring Work | 12 | MO |  | 0
|  |  | SPACE FORCE SUBTOTAL: |  |  |  | 0
H021 |  |  | DLA ENERGY
| 1503010 |  | Custodial
H021AA | 1503010 | 3.1 | Scheduled Services | 12 | MO |  | 0
| 1503020 |  | Pest Control
H021AB | 1503020 | 3.1 | Scheduled Pest Control | 12 | MO |  | 0
H021AC | 1503020 | 3.3 | Pest Management Reporting | 12 | MO |  | 0
|  |  | DLA ENERGY SUBTOTAL: |  |  |  | 0
H022 |  |  | MWR (Morale, Welfare, and Recreation)
| 1502000 |  | Facility Investment
|  | 3.6 | Other Recurring Services Program
H022AE | 1502000 | 3.6.1 | Exhaust Hoods and Ducts | 12 | MO |  | 0
H022AG | 1502000 | 3.6.13 | Oil-Water Separators and Grease Traps Maintenance | 12 | MO |  | 0
|  |  | MWR SUBTOTAL: |  |  |  | 0
H023 |  |  | NEXCOM (Navy Exchange)
| 1502000 |  | Facility Investment
|  | 3.6 | Other Recurring Services Program
H023AA | 1502000 | 3.6.1 | Exhaust Hoods and Ducts | 12 | MO |  | 0
|  |  | NEXCOM SUBTOTAL: |  |  |  | 0
TOTAL FOR LINE ITEM 0015 - 7TH OPTION YEAR - RECURRING WORK (ELINs H001 THROUGH H023 21) | [6 empty] | 0
SECTION J
EXHIBIT A
Unit Price Per Linear Foot to Provide Red Wood or Cedar Fence Including Dog Ear Fence Boards, Posts, Rails, Braces and all Hardware.
Fence Board Height of 6'
Unit Price Per Linear Foot to Provide Reconditioning and Maintenance Service for Barbwire Fence.
Unit Price Per Linear Foot to Provide Red Wood or Cedar Fence Including Dog Ear Fence Boards, Posts, Rails, Braces and all Hardware.
Fence Board Height of 6'
Unit Price Per Linear Foot to Provide Reconditioning and Maintenance Service for Ornamental Steel Fence.
Unit Price Per Linear Foot to Provide Red Wood or Cedar Fence Including Dog Ear Fence Boards, Posts, Rails, Braces and all Hardware.
Fence Board Height of 6'
Unit Price Per Linear Foot to Provide Reconditioning and Maintenance Service for Wood Fence.
PROVIDE A UNIT PRICE FOR THE REMOVAL AND DISPOSAL OF FENCE COMPLETE, FENCE POSTS, BARBWIRE, BARBED TAPE.
IN ACCORDANCE WITH SECTION C, C.10.1.l
ELIN A001EW through A001FI
Unit Price Per Linear Foot to Provide Red Wood or Cedar Fence Including Dog Ear Fence Boards, Posts, Rails, Braces and all Hardware.
Fence Board Height of 6'
Unit Price Per Linear Foot to Provide Removal Service for Chain link Fence.
Including Fabric, Posts, Gates, Rails, Tension Wire, Barbwire/Barbed Tape.
Unit Price Per Linear Foot to Provide Red Wood or Cedar Fence Including Dog Ear Fence Boards, Posts, Rails, Braces and all Hardware.
Fence Board Height of 6'
Unit Price Per Linear Foot to Provide Removal Service for Chain link Fence Gates including tracks (not posts).
Unit Price Per Linear Foot to Provide Red Wood or Cedar Fence Including Dog Ear Fence Boards, Posts, Rails, Braces and all Hardware.
Fence Board Height of 6'
Unit Price Per Linear Foot to Provide Removal Service for Ornamental Steel Fence. Including Posts and Gates
Unit Price Per Linear Foot to Provide Red Wood or Cedar Fence Including Dog Ear Fence Boards, Posts, Rails, Braces and all Hardware.
Fence Board Height of 6'
Unit Price Per Linear Foot to Provide Removal Service for Wood Fence. Including Posts and Gates.
Unit Price Per Linear Foot to Provide Red Wood or Cedar Fence Including Dog Ear Fence Boards, Posts, Rails, Braces and all Hardware.
Fence Board Height of 6'
Unit Price Per Linear Foot to Provide Removal Service for Barbwire Fence. Including Posts and all wire.
Unit Price Per Linear Foot to Provide Red Wood or Cedar Fence Including Dog Ear Fence Boards, Posts, Rails, Braces and all Hardware.
Fence Board Height of 6'
Unit Price Each to Provide Removal Service for Fence Posts. Including Posts Footing with Braces and Supports as Required.
Unit Price Per Linear Foot to Provide Red Wood or Cedar Fence Including Dog Ear Fence Boards, Posts, Rails, Braces and all Hardware.
Fence Board Height of 6'
Unit Price Each to Provide Removal Service for Fence Posts. Post Cut-off Flush.
Unit Price Per Linear Foot to Provide Red Wood or Cedar Fence Including Dog Ear Fence Boards, Posts, Rails, Braces and all Hardware.
Fence Board Height of 6'
Unit Price Each to Provide Removal Service for Fence Posts. Driven Post.
Unit Price Per Linear Foot to Provide Red Wood or Cedar Fence Including Dog Ear Fence Boards, Posts, Rails, Braces and all Hardware.
Fence Board Height of 6'
Unit Price Each to Provide Removal Service for Fence Posts. Including Posts Footing with Braces and Supports as Required.
Posts Set in Concrete/Asphalt.
Unit Price Per Linear Foot to Provide Red Wood or Cedar Fence Including Dog Ear Fence Boards, Posts, Rails, Braces and all Hardware.
Fence Board Height of 6'
Unit Price Per Square Foot to Patch and Refinish Concrete or Asphalt Surface.
Surface Depth to Match Surrounding.
Unit Price Each to Remove and Dispose of or Save and Store (for reuse) Barbwire Single Arm Support.
Unit Price Each to remove and Dispose of or Save and Store (for reuse) Barbwire Double (V) Arm Support.
Lump Sum Price for the recycling of removed materials. Based on a Percentage Added to Removal Item Ordered
SECTION J
EXHIBIT A
Lump Sum Price for the Recycling of Removed Materials. Based on a Percentage Added to Removal Item Ordered, ELIN A001EK to A001EW. Figured on a Quantity of 1,000. The Quantity Provided is for Establishing the Percentage Rate Only.
PROVIDE A UNIT PRICE TO PERFORM EXPEDITED SERVICES.
IN ACCORDANCE WITH SECTION C, C.10.2
ELIN A001FJ
Lump Sum Price for Expedited Maintenance and Repair Services. Based on a Percentage Added to Task Order Total. Figured on a Quantity of 1,000. The Quantity Provided is for Establishing the Percentage Rate Only.
SECTION J
EXHIBIT A
SECTION J
EXHIBIT A
PROVIDE A UNIT PRICE FOR THE RENTAL OF TEMPORARY CHAIN LINK FENCE.
IN ACCORDANCE WITH SECTION C, C.10.3
ELIN A001FK THROUGH A001FP
Unit Price Per Linear Foot to Provide Red Wood or Cedar Fence Including Dog Ear Fence Boards, Posts, Rails, Braces and all Hardware.
Fence Board Height of 6'
Unit Price Per Linear Foot to Provide Temporary Chain link Fence.
6' Fence Height
Driven Posts
Unit Price Per Linear Foot to Provide Red Wood or Cedar Fence Including Dog Ear Fence Boards, Posts, Rails, Braces and all Hardware.
Fence Board Height of 6'
Unit Price Per Linear Foot to Provide Temporary Chain link Fence.
12' Panel, 6' Height
Driven Posts
Unit Price Per Linear Foot to Provide Red Wood or Cedar Fence Including Dog Ear Fence Boards, Posts, Rails, Braces and all Hardware.
Fence Board Height of 6'
Unit Price Per Linear Foot to Provide Temporary Chain link Fence.
12' Panel, 6' Height, Free-Standing
Unit Price Per Linear Foot to Provide Red Wood or Cedar Fence Including Dog Ear Fence Boards, Posts, Rails, Braces and all Hardware.
Fence Board Height of 6'
Unit Price Per Linear Foot to Provide Red Wood or Cedar Fence Including Dog Ear Fence Boards, Posts, Rails, Braces and all Hardware.
Fence Board Height of 6'
Unit Price Per Linear Foot to Provide Temporary Chain link Fence.
Driven Posts
With Barbwire, 7' Fence Height
Unit Price Per Linear Foot to Provide Red Wood or Cedar Fence Including Dog Ear Fence Boards, Posts, Rails, Braces and all Hardware.
Fence Board Height of 6'
Unit Price Per Linear Foot to Provide Temporary Chain link Fence.
12' Panel, With Barbwire, 7' Height
Driven Posts
Unit Price Per Linear Foot to Provide Red Wood or Cedar Fence Including Dog Ear Fence Boards, Posts, Rails, Braces and all Hardware.
Fence Board Height of 6'
Unit Price Per Linear Foot to Provide Temporary Chain link Fence.
12' Panel, With Barbwire, 7' Height,
Free-Standing

## CLIN 016 - 7th OP - NRW
ATTACHMENT J-0200000-12 XX
EXHIBIT LINE ITEM NUMBERS
SOLICITATION/CONTRACT # N62470-25-R-0020 XX-R-00XX
EXHIBIT H A - SEVENTH OPTION BASE PERIOD - NON-RECURRING WORK
CLIN 0016
Non-Recurring Work Price - 7th Option Period
PROVIDE PRICES TO PERFORM NON-RECURRING WORK - IN ACCORDANCE WITH SECTION C, SPEC ITEM 4, AND TO PRICE ADDITIONS AND DELITIONS TO THE RECURRING WORK REQUIREMENTS - IN ACCORDANCE WITH ANNEX 0200000, SPEC ITEM 2.14.1, RECURRING WORK PREPARATION OF PROPOSAL
ELINs H700 THROUGH H1032
ELIN | Annex/Sub-Annex | Short Description | Long Description | Unit Price (USD) | Unit of Issue | Estimated Quantities | Extended Price (USD)
UNIT PRICED TASK (UPT) WORK
| 200000 |  | Management and Administration
H700 |  | Naval Hospital Disaster Exercise Staff Support Requirements | Provide labor, management, supervision, tools, material and equipment to provide onsite labor at Building 273, NAS I, to support Naval Hospital disaster exercises within response and completion times specified in J-0200000-10, Naval Hospital Disaster Exercise Support Requirements (Non-Recurring/IDIQ), Section J. Respond within 1 working day or as specified in the orders. |  | EA | 5 | 0
H701-H705 | Reserved
| 1401000 |  | Family Housing
H706 |  | FH Change of Occupancy Maintenance (COM) | Provide labor, management, supervision, tools, material and equipment to perform Change of Occupancy Maintenance including all requirements per J-1401000-07 Performance Objectives and Standards, J-1401000-08 Change of Occupancy Maintenance Notice of Vacancy and Work Completion, J-1401000-09 FH Change of Occupancy Maintenance Checklist, and J-1401000-10 Listing of FH Change of Occupancy Maintenance Tasks, Section J, at the ordered location. Complete all work within 3 working days or as specified in the order. |  | EA | 4 | 0
H707 |  | FH Bathtub Replacement | Provide labor, management, supervision, tools, material and equipment to replace a bathtub with a new commercial grade fixture including removal of existing tub and installation of new shower valves and caulking at the ordered location. Where appropriate, single handle control valves shall be used. Complete all work within 3 working days during COM or as specified in the order. |  | EA | 4 | 0
H708 |  | FH Bathtub Liner Replacement | Provide labor, management, supervision, tools, material and equipment to replace a bathtub liner with a new commercial grade to match existing tub color including removal of existing liner and caulking of joints at the ordered location. Finished product shall be free of voids, loose spots, and cover tub from edge to edge and floor. Complete all work within 3 working days during COM or as specified in the order. |  | EA | 4 | 0
H709 |  | FH Bathtub and Shower Control Valves Replacement | Provide labor, management, supervision, tools, material and equipment to replace bathtub and shower control valves having new commercial grade bright chrome finish to match existing including removal of existing valves and caulking of joints at the ordered location. Complete all work within 3 working days during COM or as specified in the order. |  | EA | 8 | 0
H710 |  | FH Kitchen Sink Replacement | Provide labor, management, supervision, tools, material and equipment to replace a kitchen sink with new sink to match existing to include removal of existing sink, single chrome finish control high spout kitchen faucet with spray arm, continuous waste drain and p-trap at the ordered location. Completed installation shall be free of leaks and present a finished appearance. Complete all work within 3 working days during COM or as specified in the order. |  | EA | 4 | 0
H711 |  | FH Countertop Replacement | Provide labor, management, supervision, tools, material and equipment to replace a countertop to include removal of existing top, removal and reinstallation of sink, and installation of new granite top as specified, sealing/grouting of joints per manufacturer's recommendations, 10 centimeter back splash, and drip edge at the ordered location. Complete all work within 3 working days during COM or as specified in the order. |  | EA | 4 | 0
H712 |  | FH Cabinet Doors Replacement | Provide labor, management, supervision, tools, material and equipment to replace cabinet doors with new doors to match existing door style, materials and finish to include removal of existing doors, new hinges, latch and handle hardware at the specified location. Complete all work within 3 working days during COM or as specified in the order. |  | EA | 4 | 0
H713 |  | FH Exhaust Hood Replacement | Provide labor, management, supervision, tools, material and equipment to replace a range exhaust hood with new hood to match existing to include removal of existing hood at the ordered location. New hood shall be complete with removable washable filtering element, 3 speed fan, and 2 level light. Complete all work within 3 working days during COM or as specified in the order. |  | EA | 4 | 0
H714 |  | FH Screen Door Replacement | Provide labor, management, supervision, tools, material and equipment to replace an exterior screen door with new aluminum security type door (approx. 210 x 85 centimeters) to match existing opening to include removal of existing door, new deadbolt locking system and minimum of 2 sets of keys at the ordered location. Complete all work within 3 working days during COM or as specified in the order. |  | EA | 4 | 0
H715 |  | FH Door Replacement (Exterior and Interior) | Provide labor, management, supervision, tools, material and equipment to replace an exterior or interior door with new door to match existing style, wood species and finish to include removal of existing door, touchup of scratches and nicks in adjoining frame, and reinstallation of existing hardware where unrepairable at the ordered location. Exterior doors shall be solid core (not core filled) and replaced the same day work is started. Metal exterior doors shall meet the industrial standards requirements for thermos insulated pre-factory finished exterior doors and frames. Doors shall be plumbed and planed (to include appropriate bevel) to provide a minimum 3 millimeter finished clearance between door and adjoining head and jambs, and trimmed to provide adequate clearance above the floor. Complete all work within 3 working days during COM or as specified in the order. |  | EA | 10 | 0
H716 |  | FH Ceramic Tile Replacement | Provide labor, management, supervision, tools, material and equipment to replace ceramic tile with new tile to match existing on floors, walls, and window stools where broken, missing, cracked or discolored to include removal of existing tiles and grouting of new tiles at the ordered location. Marble saddles shall be replaced where damaged. Floor tiles shall be grouted as required to provide a waterproof seal. Where exact match is no longer available, remove and replace nondefective tiles to create a pattern to minimize visual effect of the style/color mismatch. Complete all work within 3 working days during COM or as specified in the order. |  | SM | 300 | 0
H717 |  | FH Terrazzo Tile Replacement | Provide labor, management, supervision, tools, material and equipment to replace terrazzo tile with new tile to match existing where broken, missing, cracked, spalled or discolored to include removal of defective tiles and grouting of new tiles at the ordered location. Floor tiles shall be regrouted as required to provide a waterproof seal. Where exact match is no longer available, remove and replace nondefective tiles to create a pattern to minimize visual effect of the style/color mismatch. Complete all work within 3 working days during COM or as specified in the order. |  | SM | 300 | 0
H718-H729 | Reserved
| 1402000 |  | Unaccompanied Housing
H730 |  | Bachelor Quarters Small Unit COM (Single Bedroom) | Provide labor, management, supervision, tools, material and equipment to perform complete Change of Occupancy Maintenance in a small BQ unit including all requirements per J-1402000-04 Change of Occupancy Maintenance Objectives and Standards and J-1402000-05 Listing of Change of Occupancy Maintenance Tasks in Section J at the ordered location. Complete all work within 2 working days during COM or as specified in the order. |  | EA | 50 | 0
H731 |  | Bachelor Quarters Common Area COM (Kitchette/Bathroom) | Provide labor, management, supervision, tools, material and equipment to perform complete Change of Occupancy Maintenance in a BQ unit common area including all requirements per J-1402000-04 Change of Occupancy Maintenance Objectives and Standards and J-1402000-05 Listing of Change of Occupancy Maintenance Tasks in Section J at the ordered location. Complete all work within 2 working days during COM or as specified in the order. |  | EA | 40 | 0
H732 |  | Bachelor Quarters Small Unit Painting (Single Bedroom) | Provide labor, management, supervision, tools, material and equipment to perform complete painting of a BQ small unit at the designated location. Complete all work within 2 working days during COM or as specified in the order. |  | EA | 50 | 0
H733 |  | Bachelor Quarters Common Area Painting (Kitchette/Bathroom) | Provide labor, management, supervision, tools, material and equipment to perform complete painting of a BQ common area including labor and materials at the designated location. Complete all work within 2 working days during COM or as specified in the order. |  | EA | 40 | 0
H734-H749 | Reserved
| 1502000 |  | Facility Investment
H750 |  | Roof Surface Cleaning | Provide labor, management, supervision, tools, material and equipment to clean entire surfaces of a facility roof including strainer(s) at the designated location. Complete all work within 3 working days or as specified in the order. |  | SM | 3000 | 0
H751 |  | Multi-story Roof Gutter Cleaning | Provide labor, management, supervision, tools, material and equipment to clean all roof gutters on a multi-story facility roof including downspouts and any underground drainage systems at the designated location(s). Work includes realigning and resecuring of gutters and downspouts where loose, sealing where leaking, and repair or replacement where damaged or missing. Complete all work within 3 working days or as specified in the order. |  | MR | 3000 | 0
H752 |  | Interior Painting | Provide labor, management, supervision, tools, material and equipment to paint interior surfaces of facilities using washable interior latex paint having a flat, semi-gloss or gloss finish and color as specified in the task order. Work includes surface preparation, priming and application of 2 finish coats of paint. All products shall be lead-free, odorless, nontoxic, and compatible with surfaces where being used. Complete all work within 3 working days or as specified in the order. |  | SM | 2000 | 0
H753 |  | Exterior Painting | Provide labor, management, supervision, tools, material and equipment to paint exterior surfaces of facilities using acrylic resin exterior type paint with and without quartz having a flat, semi-gloss or gloss finish and color as specified in the task order. Work includes surface preparation, priming and application of 2 roller applied finish coats of paint. All products shall be lead-free, odorless, nontoxic, and compatible with surfaces where being used. Complete all work within 3 working days or as specified in the order. |  | SM | 2000 | 0
H754 |  | Septic Tank Sludge Removal | Provide labor, management, supervision, tools, material and equipment to remove, weight and dispose of sludge from septic tanks at the designated location(s). Work includes pumping, removal of sludge, disposal of sludge and all transportation and disposal costs. Minimum quantity 500Kg. Sewage pipe cleaning not included. Complete all work within 3 working days or as specified in the order. |  | KG | 19500 | 0
H755 |  | Magnetic Key Card Locking Mechanism Replacement | Provide labor, management, supervision, tools, material and equipment to replace magnetic key card locksets in doors per technical specification 1502000, Section C. Complete all work within 1 working days or as specified in the order. |  | EA | 10 | 0
H756 |  | Portable Toilet Cabin | Provide labor, management, supervision, tools, material and equipment required to provide, deliver, clean and service portable toilet cabin(s) to specified location(s). Unit price per day/per toilet. General characteristics of the toilet cabins shall be as follows: Chemical operating WC; Thermosetting plastic composition white walls; Anti-skid plastic composition footboard; Sling hook for crane; Air grids and locks; Male/female external selector; Soap and toilet paper dispensers; Cleaning brush; Pedal flush; Pedal sink faucet; Mirror, Anti-vandalism door. Autonomy: approx. 250 uses. The Contractor shall clean and service portable toilet cabin(s) once per day as specified in the order to ensure all surfaces are cleaned, disinfected and deodorized, supplies are restocked, waste is removed and disposed of, and chemical are provided. The Contractor shall dispose of waste resulting from the use of portable toilet cabin(s) in accordance with all applicable Italian regulations. Portable toilet cabin(s) shall be removed within 1 working day past requirement termination. Delivery shall be completed within 2 calendar days or as specified in the order. Cost is based on a minimum 3 calendar days per unit (unit cost shall be per calendar day). |  | EA | 25 | 0
H757 |  | Bathroom Fixtures Replacement - Soap Dispenser | Provide labor, management, supervision, tools, material and equipment to supply and install new stainless steel soap dispenser. Provide customer with standard pre-approved fixture cut-sheets prior to installation for review. Complete all work within 3 working days or as specified in the order. |  | EA | 38 | 0
H758 |  | Bathroom Fixtures Replacement - Paper Towel Dispenser | Provide labor, management, supervision, tools, material and equipment to supply and install new stainless steel paper towel dispenser. Provide customer with standard pre-approved fixture cut-sheets prior to installation for review. Complete all work within 3 working days or as specified in the order. |  | EA | 38 | 0
H759 |  | Bathroom Fixtures Replacement - Toilet Paper Dispenser | Provide labor, management, supervision, tools, material and equipment to supply and install new stainless steel toilet paper dispenser. Provide customer with standard pre-approved fixture cut-sheets prior to installation for review. Complete all work within 3 working days or as specified in the order. |  | EA | 38 | 0
H760 |  | Leak Detection Services | Provide labor, management, supervision, tools, material and equipment to perform acoustic or other types of testing to find leaks and other subsurface utilities up to 100 linear meters. Contractor shall submit results of testing in duplicate hard copy format consistent with accepted standards and practices indicating locations o potential leaks. Complete all work within 2 working days or as specified in the order. |  | EA | 14 | 0
H761 |  | Video Inspection | Provide labor, management, supervision, tools, material and equipment required to perform video inspection of pipes and other confined spaces with video equipment up to 100 linear meters. Provide inspections results on DVD for government review and approval in duplicate prior to finalizing payment. Complete all work within 2 working days or as specified in the order. |  | EA | 14 | 0
H762 |  | Manlift Rental with Operator | Provide labor, management, supervision, tools, material and equipment required to rent manlift including operator per day. Manlift boom length shall be up to 35 meters. Contractor shall submit site-specific fall protection plan and provide daily safety and operational brief for personnel. This item is restricted to Public Works Department ordering. Complete all work within 2 working days or as specified in the order. |  | DA | 35 | 0
H763 |  | Hangar High Bay LED Lighting Fixture Replacement | Provide labor, management, supervision, tools, material and equipemnt required to replace 10-15 meters high hangar lighting. This requirment includes the use of appropriate equipment like scissor lift, scaffolding, or bucket truck (must be able to reach between 10 and 15 meters high depending on the hangar location). The Contractor shall follow all safety procedures for working at heights, such as using harnesses and ensuring proper fall protection is in place. Lights are up to 2500lumen, 400W each (230V/110V depending on the location). The Contractor shall replace entire lighting fixtures IAW manufacturers’ recommended procedures and OEM standards. Complete all work within 2 working days or as specified in the order. |  | EA | 50 | 0
H764 |  | Roads and Parking Lots Maintenance - Asphalt | Provide labor, management, supervision, tools, material and equipemnt required to road and parking lots maintenance and reparis, to include repair of of potholes on asphal roads. Tasks include but are not limited to: i. Preparation: a. - Identify and Mark: Locate the pothole and mark the area to be repaired, usually extending slightly beyond the damaged area. b. Remove Debris: - Clear the pothole of loose material, water, and any debris that might hinder the repair. c. Cut and Excavate: If necessary, cut the edges of the pothole to create a square or rectangular shape and remove damaged pavement to reach a stable base. d. Trim and Compact Base: Ensure the base of the pothole is trimmed and compacted for proper support. ii. Application: a. Tack Coat: Apply a bonding agent (tack coat) to the edges of the excavation to ensure a strong bond between the existing pavement and the new patching material. b. Fill with Patching Material: Backfill the pothole with appropriate patching material, which could be hot mix asphalt or a heated cold mix. iii. Compaction: Compact the patching material thoroughly using a roller, plate compactor, or other suitable equipment. iv. Finishing: a. Seal Joints: Seal the edges of the patch to prevent water infiltration. b. Clean Up: Remove any excess material or debris from the repaired area. c. Restriping: Where needed, restripe horizontal markings (road limits, stop signs and/or pedestrian crossing lines and similar). Complete all work within 5 working days or as specified in the order. |  | SM | 1500 | 0
H765 |  | Roads and Parking Lots Maintenance | Provide labor, management, supervision, tools, material and equipemnt required to road and parking lots maintenance and reparis, to include repair of of potholes, bumps and erosion on dirt road. Tasks include but are not limited to: i. Grading: Level the road surface, removing ruts and wash boarding, and reshaping the road crown ii. Pothole Patching: Backfill potholes with approved material for the area involved iii Drainage Maintenance: Clearing ditches and culverts to ensure water can flow freely away from the road surface iv. Shoulder Maintenance: Provide a stable edge to the road and ensure proper drainage Complete all work within 5 working days or as specified in the order. |  | SM | 2500 | 0
H766 |  | Pressure Washing Service - Dirt Road | Provide labor, management, supervision, tools, materials, and equipment required to perform pressure washing of asphalt and concrete roads, parking areas, sidewalks, exterior stairs, and exterior walls at designated locations. This includes the removal of debris, dirt, grime, oil, grease, moss, algae, mildew, and other surface contaminants. Surfaces shall be pre-treated as necessary to ensure effective cleaning while preventing damage." This may require work after normal working hours to prevent disruption to operations. Complete all work within 3 working days or as specified in the order. |  | SM | 2000 | 0
H767-H779 | Reserved
| 1503010 |  | Custodial
H780 |  | Vacuum Carpets and Rugs | Provide labor, management, supervision, tools, material, and equipment required to vacuum carpets and rugs to ensure they are clean. Complete all work within 3 working days or as specified in the order. |  | SM | 500 | 0
H781 |  | Carpet and Rug Deep Cleaning | Provide labor, management, supervision, tools, material, and equipment required to carpet and rug deep cleaning. The Contractor shall deep clean carpets and rugs to ensure that floors are clean and sightly. Acceptable methods for deep cleaning include shampooing, chemical extraction, steam cleaning, and other similar deep cleaning processes. Complete all work within 3 working days or as specified in the order. |  | SM | 500 | 0
H782 |  | Machine Scrub Floors | Provide labor, management, supervision, tools, material, and equipment required to machine scrub floors. Floor surfaces, including joints and corners, are clean and sightly, without embedded dirt, cleaning solution, film debris, stains, marks, wads of gum, tar and similar substances. Complete all work within 3 working days or as specified in the order. |  | SM | 1000 | 0
H783 |  | Damp Mop Floors | Provide labor, management, supervision, tools, material, and equipment required to damp mop floors. Kitchen and restroom floors shall be sanitized. This service includes the floors to be swept prior to wet-mopping. Complete all work within 3 working days or as specified in the order. |  | SM | 1000 | 0
H784 |  | Low Area Cleaning | Provide labor, management, supervision, tools, material, and equipment required to clean low areas. All dust and debris shall be removed. Low area cleaning includes all furniture and fixtures (e.g., doors, partitions, radiators, equipment, hand railings in stairways, grills, ledges, sills, walls, doors, light fixtures, chalk and dry boards and trays, miscellaneous hardware and bright metal work, and similar dust catching surfaces) to a maximum height of 2.1 meters above floor level. Complete all work within 3 working days or as specified in the order. |  | SM | 1000 | 0
H785 |  | High Area Cleaning | Provide labor, management, supervision, tools, material, and equipment required to clean high areas. High area cleaning includes all areas that are vertical and horizontal above 2.1 meters and can exceed 4 meters from floor level. Cleaning may be performed with extension tools or step ladders. All dust and debris shall be removed. Surfaces below the work shall be protected from dust and debris. Complete all work within 3 working days or as specified in the order. |  | SM | 1000 | 0
H786 |  | Interior Window Cleaning | Provide labor, management, supervision, tools, material, and equipment required to clean interior window surfaces and adjacent areas to ensure that surfaces are clean. The Contractor's cleaning techniques and products shall protect the integrity of the glass surface and finish and adjacent areas. Complete all work within 3 working days or as specified in the order. |  | SM | 1000 | 0
H787 |  | Exterior Ground Floor Window Cleaning | Provide labor, management, supervision, tools, material, and equipment required to clean exterior window surfaces and adjacent areas to ensure that surfaces are clean. The Contractor's cleaning techniques and products shall protect the integrity of the glass surface and finish and adjacent areas. Complete all work within 3 working days or as specified in the order. |  | SM | 500 | 0
H788 |  | Exterior Elevated Floor Window Cleaning | Provide labor, management, supervision, tools, material, and equipment required to clean exterior window surfaces above ground floors and adjacent areas to ensure that surfaces are clean. The Contractor's cleaning techniques and products shall protect the integrity of the glass surface and finish and adjacent areas. Complete all work within 3 working days or as specified in the order. |  | SM | 500 | 0
H789 |  | Window Blinds Cleaning | Provide labor, management, supervision, tools, material, and equipment required to remove, clean, and rehang window blinds. Complete all work within 3 working days or as specified in the order. |  | SM | 500 | 0
H790 |  | Glass Surface Cleaning | Provide labor, management, supervision, tools, material, and equipment required to clean glass surfaces. The Contract shall ensure that glass surfaces are sightly and free of all dirt and provide a clear, streak-, smudge- and mark-free appearance regardless of height. Glass surfaces include but are not limited to interior doors, (including associated transoms and sidelights). Complete all work within 3 working days or as specified in the order. |  | SM | 250 | 0
H791 |  | Restroom Cleaning and Servicing | Provide labor, management, supervision, tools, material, and equipment required to clean and servicing restrooms. All restroom surfaces are cleaned, sanitized and deodorized. Restroom supplies are completely restocked and all dispensers are in working condition. After work is completed, restrooms are clean, sanitary and sightly. Complete all work within 1 working days or as specified in the order. |  | SM | 500 | 0
H792 |  | Perimeter Area Cleaning | Provide labor, management, supervision, tools, material, and equipment required to debris removal. The Contractor shall police the area and remove all trash and debris. Area shall be free of all trash and debris and waste containers shall be emptied. This service may be ordered for the interior or exterior of buildings. Complete all work within 3 working days or as specified in the order. |  | SM | 1000 | 0
H793 |  | Stripping and Refinishing | Provide labor, management, supervision, tools, material, and equipment required to stripping and refinishing floors at designated location(s). Complete all work within 3 working days or as specified in the order. |  | SM | 3000 | 0
H794 |  | Cigarette Urn Cleaning | Provide labor, management, supervision, tools, material, and equipment required to remove and disposal of cigarettes waste, clean urn and refill with sand as required. Complete all work within 1 working days or as specified in the order. |  | EA | 100 | 0
H795 |  | Shower Revitalization | Provide labor, management, supervision, tools, material, and equipment required to deep clean floor and wall tiles and showers, clean caulk, re-grout and seal to restore wall and floor surfaces. It includes replacing shower liners and rings. Complete all work within 1 working days or as specified in the order. |  | EA | 50 | 0
H796 |  | Additional Custodial Services | Provide labor, management, supervision, tools, material and equipment to custodial services. Custodial work includes but is not limited to: emptying waste containers, low dusting, water fountains cleaning, sweeping/dust mopping, vacuum carpets and rugs, walk-off mats cleaning, damp mopping, restroom cleaning and restocking. Work shall be started within 2 hours after notification and may continue beyond government regular working hours with no price adjustments. Complete all work within 2 working days or as specified in the order. |  | HR | 240 | 0
H797 |  | Recreation Area / Furniture / Equipment Cleaning | Provide labor, management, supervision, tools, material, and equipment required to clean recreation areas, furniture and equipment. Areas to be serviced include courtyards for Buildings 170, 623, north canopy to Building 545 and west side of Building 318. - Bldg. 170: Courtyard measures approx. 590 sm (from Exit Door of Lobby Area to the end of Bldg. 170). There are six (6) rectangle tables, four (4) round tables, and seven (7) umbrellas. Courtyard, tables and umbrellas shall be pressure washed and cleaned with the use of appropriate detergent from bird droppings and all types of dirt. - Bldg. 623: Courtyard measures approx. 1200 sm (from Exit Door of Lobby Area to the end of Bldg. 623). There are two (2) rectangle tables, 11 round tables, and five (5) large umbrellas, seven (7) small umbrellas, and nine (9) benches. Courtyard, tables, umbrellas and benches shall be pressure washed and cleaned with the use of appropriate detergent from bird droppings and all types of dirt. Estimated annual cleaning events: six (6). Complete all work within 2 working days or as specified in the order. |  | EA | 6 | 0
H798-H809 | Reserved
| 1503020 |  | Pest Control
H810 |  | Adult Mosquito Surveillance | Provide labor, management, supervision, tools, material, and equipment required to conduct surveillance for adult mosquitos using light trap(s) and deliver catches to Naval Hospital Sigonella Preventive Medicine within 2 working days following receipt of the task order. Complete work within time periods specified in J-1503020. |  | EA | 16 | 0
H811 |  | Adult Mosquito Control | Provide labor, management, supervision, tools, material, and equipment required to apply a mosquito adulticide (ULV formulation) at the designated location(s) within time period of 24 hours to respond. Pest control services for adult mosquitoes shall be performed in the early morning hours (between 3am-6am). The Contractor shall nebulize and spray approved pesticide utilizing fog-generating equipment as requested in the order. Complete work within time periods specified in J-1503020. |  | KM | 16 | 0
H812 |  | Larval Mosquito Surveillance | Provide labor, management, supervision, tools, material, and equipment required to conduct surveillance of designated mosquito breeding sites for immature mosquitoes (eggs, larvae, and pupae). Time Period to Respond: within 2 working days. Complete work within time periods specified in J-1503020. |  | EA | 16 | 0
H813 |  | Larval and Pupal Mosquito Control | Provide labor, management, supervision, tools, material, and equipment required to control larval and pupal mosquitoes in designated area(s) and time periods to control within time period of 1 working day to respond. Complete work within time periods specified in J-1503020. |  | EA | 16 | 0
H814 |  | Nuisance Pest Control | Provide labor, management, supervision, tools, material, and equipment required to conduct surveillance and control ants, cockroaches, silverfish, centipedes, millipedes, beetles, fleas, spiders, and/or stored product pests at the designated location(s) per the applicable General Requirements and Performance Standards (Nuisance Pest Requirements) within time period of 3 working days to respond, 7 working days to obtain control, and 30 days to maintain control. |  | EA | 70 | 0
H815 |  | Disease Vector and Health Pest Control | Provide labor, management, supervision, tools, material, and equipment required to conduct surveillance and control bed bugs, bees, wasps, hornets, and other stinging arthropods, filth flies, and/or ticks at the designated location(s) per the applicable General Requirements and Performance Standards (Disease Vector and Health Pest Requirements) within time period of 1 working day to respond. |  | EA | 30 | 0
H816 |  | Vertebrate Pest Control | Provide labor, management, supervision, tools, material, and equipment required to conduct surveillance and control commensal rodents, pest birds, feral dogs and cats, and snakes in and around designated location(s) per the applicable General Requirements and Performance Standards (Vertebrate Pest Requirements) within time period of 24 hours to respond, and time periods to obtain and maintain control as specified in Pest Control Section J. |  | EA | 175 | 0
H817 |  | Termite and Other Wood Destroying Organisms Survey | Provide labor and materials to conduct surveillance in a facility for all termites species and other wood destroying organisms including fungal rots, carpenter ants, and wood boring beetles within following time periods to respond: within 4 hours after receipt of the order if reported as a swarm, otherwise, 5 working days. Complete work within time periods specified in J-1503020. |  | EA | 50 | 0
H818 |  | Termite Control | Provide labor, management, supervision, tools, material, and equipment required to control infestations of subterranean termites per J-1503020 (Termite Control Specifications) within time period of 5 working days after receipt of the task order to respond. Complete work within time periods specified in J-1503020. |  | SM | 300 | 0
H819 |  | Weed Control (Herbicide Treatment) | Provide labor, management, supervision, tools, material, and equipment required to perform selective herbicide treatment to the location(s) indicated on the order. Selective herbicide shall be handled and applied as indicated by the manufacturer printed directions/instructions. Herbicide products shall be registered at the Italian/Regional Ministry of Agriculture; shall be usable at locations normally frequented by persons / pets. Herbicide shall destroy only the infesting weeds without harming/damaging the surrounding ornamental vegetation (such as lawn, ornamental plants, etc.). All warning signs indicating herbicide application/contamination to limit/restrict utilization of the application areas shall be used and enforced for the decay period of the herbicide being used. Herbicide shall not be used when the environment conditions conflict with manufacturers printed directions. Herbicide products shall be submitted to the KO for approval prior their use. Use of not approved herbicide is prohibited. Time Period to Respond: 7 working days. |  | SM | 3500 | 0
H820 |  | Vertebrate Carcass Removal (up to 1 Kg) | Provide labor, management, supervision, tools, material, and equipment required to remove vertebrate carcass up to 1 Kg such as birds, cats, rats and similar size. Complete work within 1 working day or as specified in the order. |  | EA | 20 | 0
H821 |  | Vertebrate Carcass Removal (more than up to 5 Kg) | Provide labor, management, supervision, tools, material, and equipment required to remove vertebrate carcass from 1 Kg up to 5 Kg such as birds, cats, rats and similar size. Complete work within 1 working day or as specified in the order. |  | EA | 20 | 0
H822 |  | Stray and Feral Cats Management (live cats) | Provide labor, management, supervision, tools, material, equipment and coordination of efforts with local authorities (ASL) for the proper management of stray and feral cats. The Contractor shall place traps and/or outline area with portable fences/nets in locations as specified by the order. The Contractor shall check traps/fences/nets no less than every 12 hours or more often to ensure cat welfare depending on weather conditions (high heat, rain, cold, etc.). Traps/fences/nets shall be disabled during weekends, holidays and daily at close of business, and reopened at the beginning of the next working day. The Contractor shall monitor traps/fences/nets for 20 working days. Traps/fences/nets shall be re-baited and cleaned daily and maintained in proper working condition while in use. Upon capture of cat, the Contractor shall first scan the cat for ownership (i.e. microchip). United States registered cats shall be kept on base, the KO will be notified with scanned ownership data, and NSA Naples will reunite these U.S. registered animals with their registered owners. If cat ownership is determined to be Italian resident, the animal will be turned over to ASL for reuniting with the registered owner. If ownership cannot be determined (non-microchipped cat), the Contractor shall humanely transfer the cat to the local competent authority for examination, sterilization and return to original pickup location as per Italian law. At all times, the Contractor shall perform stray and feral cats management in full compliance with any applicable Navy policies and Italian laws, norms, decrees, and regulations in force at the time this service is ordered. Law compliance shall include but it not limited to: T.U.LL.SS. 1265/1934; R.P.V. – DPR 320/54; Legge 281/91 e recipient regional; Accordo Stato Regioni strutture veterinarie 2002; Accordo Stato Regioni benessere pet 2003; Legge 189/04; Decisione CE 998/04; O.M. 6.8.08 – O.M. 24.12.04 – O.M. 3.3.09. The Contractor shall feed and humanely handle and care for the cat from the moment of capture to the moment of release. No mistreatment of cats shall be tolerated at any time. Any pertinent documentation (i.e. ASL Intervention Report) shall be provided to the KO by close of business. Time Period to Respond: within 1 working day following receipt of the order. |  | EA | 15 | 0
H823-H829 | Reserved
| 1503030 |  | Integrated Solid Waste Management (ISWM)
H830 |  | Bulky Waste Removal and Disposal | Provide labor, management, supervision, tools, material, and equipment required to perform integrated solid waste management services. The Contractor shall removed and dispose bulky waste at the designed location(s). Bulky waste include appliances such as refrigerators, stoves, dishwashers, washers, driers, and electronic items such as monitors, computers, televisions, printers, and similar. Bulky waste shall be transported, disposed or recycled in accordance with applicable Italian/Municipal laws and regulations. Complete all work within 3 working days. Submit documentation supporting disposal/recycling within five working days. |  | CZ | 10 | 0
H831 |  | Solid Waste Removal and Disposal - Provide Commercial Container - 10 Cubic Meters | Provide labor, management, supervision, tools, material, and equipment required to perform integrated solid waste management services. The Contractor shall provide and deliver 10-cubic meter container(s) at location(s) identified in the order and dispose of the entire contents of solid waste. Waste shall be transported, disposed or recycled in accordance with applicable Italian/Municipal laws and regulations. Containers(s) shall be removed within 1 working day past requirement termination. Container(s) delivery shall be completed within 2 working days. The order will include the delivery date, location and duration. |  | EA | 5 | 0
H832 |  | Solid Waste Removal and Disposal - Provide Commercial Container - 20 Cubic Meters | Provide labor, management, supervision, tools, material, and equipment required to perform integrated solid waste management services. The Contractor shall provide and deliver 20-cubic meter container(s) at location(s) identified in the order and dispose of the entire contents of solid waste. Waste shall be transported, disposed or recycled in accordance with applicable Italian/Municipal laws and regulations. Containers(s) shall be removed within 1 working day past requirement termination. Container(s) delivery shall be completed within 2 working days. The order will include the delivery date, location and duration. |  | EA | 5 | 0
H833 |  | Mixed Construction Material Waste Removal and Disposal - Provide Commercial Container - 10 Cubic Meters | Provide labor, management, supervision, tools, material, and equipment required to perform integrated solid waste management services. The Contractor shall provide and deliver 10-cubic meter container(s) at location(s) identified in the order and dispose of mixed construction material waste. Mixed construction material waste shall be transported, disposed or recycled in accordance with applicable Italian/Municipal laws and regulations. Containers(s) shall be removed within 1 working day past requirement termination. Container(s) delivery shall be completed within 2 working days. The order will include the delivery date, location and duration. |  | EA | 10 | 0
H834 |  | Mixed Construction Material Waste Removal and Disposal - Provide Commercial Containers - 20 Cubic Meters | Provide labor, management, supervision, tools, material, and equipment required to perform integrated solid waste management services. The Contractor shall provide and deliver 20-cubic meter container(s) at location(s) identified in the order and dispose of mixed construction material waste. Mixed construction material waste shall be transported, disposed or recycled in accordance with applicable Italian/Municipal laws and regulations. Containers(s) shall be removed within 1 working day past requirement termination. Container(s) delivery shall be completed within 2 working days. The order will include the delivery date, location and duration. |  | EA | 5 | 0
H835 |  | Grass Cutting/Vegetation Removal and Disposal - Provide Commercial Container - 10 Cubic Meters | Provide labor, management, supervision, tools, material, and equipment required to perform integrated solid waste management services. The Contractor shall provide and deliver 10-cubic meter container(s) at location(s) identified in the order and dispose of grass cutting/vegetation waste. Grass cutting/vegetation waste shall be transported, disposed or recycled in accordance with applicable Italian/Municipal laws and regulations. Containers(s) shall be removed within 1 working day past requirement termination. Container(s) delivery shall be completed within 2 working days. The order will include the delivery date, location and duration. |  | EA | 5 | 0
H836 |  | Grass Cutting/Vegetation Removal and Disposal - Provide Commercial Container - 20 Cubic Meters | Provide labor, management, supervision, tools, material, and equipment required to perform integrated solid waste management services. The Contractor shall provide and deliver 20-cubic meter container(s) at location(s) identified in the order and dispose of grass cutting/vegetation waste. Grass cutting/vegetation waste shall be transported, disposed or recycled in accordance with applicable Italian/Municipal laws and regulations. Containers(s) shall be removed within 1 working day past requirement termination. Container(s) delivery shall be completed within 2 working days. The order will include the delivery date, location and duration. |  | EA | 5 | 0
H837 |  | Hard Plastic Removal and Disposal - Provide Commercial Container - 10 Cubic Meters | Provide labor, management, supervision, tools, material, and equipment required to perform integrated solid waste management services. The Contractor shall provide and deliver 10-cubic meter container(s) at location(s) identified in the order and dispose of hard plastic waste generated by construction/demolition activities such as waster pipes, electrical conduit and similar. Hard plastic waste shall be transported, disposed or recycled in accordance with applicable Italian/Municipal laws and regulations. Containers(s) shall be removed within 1 working day past requirement termination. Container(s) delivery shall be completed within 2 working days. The order will include the delivery date, location and duration. |  | EA | 5 | 0
H838 |  | Hard Plastic Removal and Disposal - Provide Commercial Container - 20 Cubic Meters | Provide labor, management, supervision, tools, material, and equipment required to perform integrated solid waste management services. The Contractor shall provide and deliver 20-cubic meter container(s) at location(s) identified in the order and dispose of hard plastic waste generated by construction/demolition activities such as waster pipes, electrical conduit and similar. Hard plastic waste shall be transported, disposed or recycled in accordance with applicable Italian/Municipal laws and regulations. Containers(s) shall be removed within 1 working day past requirement termination. Container(s) delivery shall be completed within 2 working days. The order will include the delivery date, location and duration. |  | EA | 5 | 0
H839 |  | Insulation Material Waste Removal and Disposal - Provide Commercial Container - 10 Cubic Meters | Provide labor, management, supervision, tools, material, and equipment required to perform integrated solid waste management services. The Contractor shall provide and deliver 10-cubic meter container(s) at location(s) identified in the order and dispose of insulation material waste. Insulation material waste shall be transported, disposed or recycled in accordance with applicable Italian/Municipal laws and regulations. Containers(s) shall be removed within 1 working day past requirement termination. Container(s) delivery shall be completed within 2 working days. The order will include the delivery date, location and duration. |  | EA | 5 | 0
H840 |  | Insulation Material Waste Removal and Disposal - Provide Commercial Container - 20 Cubic Meters | Provide labor, management, supervision, tools, material, and equipment required to perform integrated solid waste management services. The Contractor shall provide and deliver 20-cubic meter container(s) at location(s) identified in the order and dispose of insulation material waste. Insulation material waste shall be transported, disposed or recycled in accordance with applicable Italian/Municipal laws and regulations. Containers(s) shall be removed within 1 working day past requirement termination. Container(s) delivery shall be completed within 2 working days. The order will include the delivery date, location and duration. |  | EA | 5 | 0
H841 |  | Filtering Material Waste Removal and Disposal - Provide Commercial Container - 10 Cubic Meters | Provide labor, management, supervision, tools, material, and equipment required to perform integrated solid waste management services. The Contractor shall provide and deliver 10-cubic meter container(s) at location(s) identified in the order and dispose of filtering material waste. Filtering material waste shall be transported, disposed or recycled in accordance with applicable Italian/Municipal laws and regulations. Containers(s) shall be removed within 1 working day past requirement termination. Container(s) delivery shall be completed within 2 working days. The order will include the delivery date, location and duration. |  | EA | 5 | 0
H842 |  | Filtering Material Waste Removal and Disposal - Provide Commercial Container - 20 Cubic Meters | Provide labor, management, supervision, tools, material, and equipment required to perform integrated solid waste management services. The Contractor shall provide and deliver 20-cubic meter container(s) at location(s) identified in the order and dispose of filtering material waste. Filtering material waste shall be transported, disposed or recycled in accordance with applicable Italian/Municipal laws and regulations. Containers(s) shall be removed within 1 working day past requirement termination. Container(s) delivery shall be completed within 2 working days. The order will include the delivery date, location and duration. |  | EA | 5 | 0
H843 |  | Resin Filters Disposal (from reverse osmosis or similar processes) | Provide labor, management, supervision, tools, material, and equipment required to dispose of resin filters from reverse osmosis or similar processes. Resin filters shall be transported, disposed or recycled in accordance with applicable Italian/Municipal laws and regulations. Complete all work within 3 working days. Submit documentation supporting disposal/recycling within five working days. |  | EA | 5 | 0
H844 |  | Spoiled food Removal and Disposal - Food contained in can, plastic, tetra pack containers | Provide labor, management, supervision, tools, material, and equipment required to perform integrated solid waste management services. The Contractor shall removed and dispose spoiled food to include food contained in can, plastic, tetra pack containers at the designed location(s). Spoiled food waste shall be transported, disposed or recycled in accordance with applicable Italian/Municipal laws and regulations. Complete all work within 3 working days. Submit documentation supporting disposal/recycling within five working days. |  | EA | 5 | 0
H845 |  | Spoiled food Removal and Disposal - Meat and Dairy Products | Provide labor, management, supervision, tools, material, and equipment required to perform integrated solid waste management services. The Contractor shall removed and dispose spoiled food to include meat and dairy products at the designed location(s). Spoiled food waste shall be transported, disposed or recycled in accordance with applicable Italian/Municipal laws and regulations. Complete all work within 3 working days. Submit documentation supporting disposal/recycling within five working days. |  | EA | 5 | 0
H846 |  | Exterior Collection Point "Topsy 2000" | Provide labor, management, supervision, tools, material, and equipment required to provide and install new exterior collection point, "Topsy 2000", which consists of 4 "Topsy" containers, pole, panel, and cigarette plate. Respond within 2 working day from receipt of order. Container(s) delivery shall be completed within 30 calendar days. (**This item is available only to customers of the BOSC Custodial or Grounds Recurring Work) |  | EA | 5 | 0
H847 |  | Garage Collection Point "Gemini" | Provide labor, management, supervision, tools, material, and equipment required to provide and install new garage collection point, "Gemini", which consists of 2 "Gemini" containers and information stickers. Respond within 2 working day from receipt of order. Container(s) delivery shall be completed within 30 calendar days. (**This item is available only to customers of the BOSC Custodial or Grounds Recurring Work) |  | EA | 5 | 0
H848 |  | Food Court Collection Point "Nexus 200" | Provide labor, management, supervision, tools, material, and equipment required to provide and install new food court collection point, "Nexus 200", which consists of 1 "Nexus 200" container and information stickers. Respond within 2 working day from receipt of order. Container(s) delivery shall be completed within 30 calendar days. (**This item is available only to customers of the BOSC Custodial or Grounds Recurring Work) |  | EA | 10 | 0
H849 |  | Interior Collection Point "Nexus 100" | Provide labor, management, supervision, tools, material, and equipment required to provide and install new interior collection point, "Nexus 100", which consists of 1 "Nexus 100" with one stream, 1 "Nexus 100" duo for 2 streams, panel, information stickers, locks, and cardboard container for paper. Respond within 2 working day from receipt of order. Container(s) delivery shall be completed within 30 calendar days. (**This item is available only to customers of the BOSC Custodial or Grounds Recurring Work) |  | EA | 5 | 0
H850 |  | Mattress Pickup and Disposals | Provide labor, management, supervision, tools, material, and equipment required to provide mattress(e) pickup and disposal, to include Twin/Single, Queen and King mattress sizes. Mattess(s) shall be transported, disposed or recycled in accordance with applicable Italian/Municipal laws and regulations. The order will include pickup location(s) which may be around the installation inside facilities or exteior beside waste containers. Complete all work within 3 working days or as specified in the order. |  | EA | 20 | 0
H851-H859 | Reserved
| 1503050 |  | Grounds Maintenance and Landscaping
H860 |  | Lawn Mowing and Trimming | Provide labor, management, supervision, tools, material, and equipment required to mow and trim lawns. Grass shall be mowed at a height between 5 and 7 centimeters or as specified in the order. Grass adjacent to fencing, poles, walls, valves, trees, signs, valve boxes and other similar objects shall be trimmed to match the height and appearance of surrounding grass. Prior to mowing or trimming, remove and appropriately dispose of debris that interferes with the mowing or trimming operation. After cutting, grass shall have a uniform height. Grass clippings and trimmings shall be removed from sidewalks and other paved areas the same day the grass is cut and disposed of off the activity. Complete all work within 3 working days or as specified in the order. |  | SM | 10000 | 0
H861 |  | Edging | Provide labor, management, supervision, tools, material, and equipment required to edging. The Contractor shall edge where grass meets any concrete or asphalt surface, where grass abuts planter beds, or wherever needed to maintain a neat grass delineation. Edging shall provide a uniform edged cut 15 mm wide and 30 mm deep, or as specified in the order. All clippings and debris shall be removed the same day work is performed and disposed of off the activity. Complete all work within 3 working days or as specified in the order. |  | LM | 3000 | 0
H862 |  | Field Mowing / Under brushing | Provide labor, management, supervision, tools, material, and equipment required to remove vegetation per Spec Items 3.2.1, 3.2.3 and 3.2.3.1 of Section C. Vegetation shall be mowed to a height of 6 cm or as specified in the order. Complete all work within 3 working days or as specified in the order. |  | SM | 10000 | 0
H863 |  | Debris Removal | Provide labor, management, supervision, tools, material, and equipment required to perform debris removal per Spec Item 3.1.4 of Section C. The Contractor shall remove and properly dispose of natural debris (tree limbs, leaves, dry brush, rodent habitats, dead animals, etc.), and stray man-made trash/debris. All debris collected shall be removed the same day and disposed of off the activity. Complete all work within 3 working days or as specified in the order. |  | SM | 10000 | 0
H864 |  | Shrub and Hedges Maintenance (Stand-alone plants) | Provide labor, management, supervision, tools, material, and equipment required to perform shrub and hedge maintenance per Spec Item 3.1.5 of Section C. The Contractor shall prune shrubs and hedges according to their natural growth characteristics leaving them well shaped and balanced, and to promote proper health and growth. Retain typical growth habit of individual plant with as much height and spread as is practical. The Contractor shall prune shrubs and hedges to ensure there is no interference with pedestrians, vehicular traffic, and building encroachment. All debris resulting from work shall be removed the same day and disposed of off the activity. Complete all work within 3 working days or as specified in the order. |  | EA | 150 | 0
H865 |  | Hedge Pruning (Continuous Hedging) | Provide labor, management, supervision, tools, material, and equipment required to perform shrub and hedge maintenance per Spec Item 3.1.5 of Section C. The Contractor shall prune shrubs and hedges according to their natural growth characteristics leaving them well shaped and balanced, and to promote proper health and growth. Retain typical growth habit of individual plant with as much height and spread as is practical. The Contractor shall prune shrubs and hedges to ensure there is no interference with pedestrians, vehicular traffic, and building encroachment. All debris resulting from work shall be removed the same day and disposed of off the activity. Complete all work within 3 working days or as specified in the order. |  | LM | 2000 | 0
H866 |  | Tree Maintenance (Small - below and including 250 cm) | Provide labor, management, supervision, tools, material, and equipment required to perform tree maintenance per Spec Items 3.1.8 and 3.2.2 of Section C. The Contractor shall provide tree maintenance to ensure tree health and to prevent interference with pedestrian and vehicular traffic, and structure encroachment. Tree maintenance includes fertilization, pruning for health and safety, grass clearance, cleanup, removing dead, damaged or diseased wood, or structurally weak limbs and branches. Remove branches that extend over buildings or power lines, and endanger roofs, windows, or hang within 2,5 meters vertically of sidewalks, parking lots, and driveways. Trees are pruned according to their natural growth characteristics leaving them well shaped and balanced, and to promote proper health and growth. Retain typical growth habit of individual plant with as much height and spread as is practical. Pruning shall be accomplished by or under guidance of a certified arborist. Climbing devices that may cause damage to trees shall not be used. All debris resulting from work shall be removed the same day and disposed of off the activity. Complete all work within 3 working days or as specified in the order. |  | EA | 150 | 0
H867 |  | Tree Maintenance (Large - above 250 cm) | Provide labor, management, supervision, tools, material, and equipment required to perform tree maintenance per Spec Items 3.1.8 and 3.2.2 of Section C. The Contractor shall provide tree maintenance to ensure tree health and to prevent interference with pedestrian and vehicular traffic, and structure encroachment. Tree maintenance includes fertilization, pruning for health and safety, grass clearance, cleanup, removing dead, damaged or diseased wood, or structurally weak limbs and branches. Remove branches that extend over buildings or power lines, and endanger roofs, windows, or hang within 2,5 meters vertically of sidewalks, parking lots, and driveways. Trees are pruned according to their natural growth characteristics leaving them well shaped and balanced, and to promote proper health and growth. Retain typical growth habit of individual plant with as much height and spread as is practical. Pruning shall be accomplished by or under guidance of a certified arborist. Climbing devices that may cause damage to trees shall not be used. All debris resulting from work shall be removed the same day and disposed of off the activity. Complete all work within 3 working days or as specified in the order. |  | EA | 150 | 0
H868 |  | Tree and Stump Removal (Large 46 cm DBH and above) | Provide labor, management, supervision, tools material, and equipment required to remove trees including stumps and roots. Remove stumps to 30 cm below ground level and remove roots to 10 cm below level ground extending to 180 cm from tree. Treat to prevent regrowth. Backfill all excavated holes and replant with the same type of vegetation as surrounding area. Trees are sized by the Diameter at Breast Height (DBH). DBH is measured at 140 cm above ground level. Complete all work within 3 working days or as specified in the order. |  | EA | 25 | 0
H869 |  | Tree and Stump Removal (Medium 15 to 46 cm DBH) | Provide labor, management, supervision, tools material, and equipment required to remove trees including stumps and roots. Remove stumps to 30 cm below ground level and remove roots to 10 cm below ground extending to 180 cm from tree. Treat to prevent regrowth. Backfill all excavated holes and replant with the same type of vegetation as surrounding area. Trees are sized by the Diameter at Breast Height (DBH). DBH is measured at 140 cm above ground level. Complete all work within 3 working days or as specified in the order. |  | EA | 50 | 0
H870 |  | Tree and Stump Removal (Small up to 15 cm DBH) | Provide labor, management, supervision, tools material, and equipment required to remove trees including stumps and roots. Remove stumps to 30 cm below ground level and remove roots to 10 cm below ground extending to 180 cm from tree. Treat to prevent regrowth. Backfill all excavated holes and replant with the same type of vegetation as surrounding area. Trees are sized by the Diameter at Breast Height (DBH). DBH is measured at 140 cm above ground level. Complete all work within 3 working days or as specified in the order. |  | EA | 50 | 0
H871 |  | Shrub and Stump Removal | Provide labor, management, supervision, tools material, and equipment required to remove shrubs including stumps and roots. Remove stumps to 15 cm below ground level and remove all exposed roots. Treat to prevent regrowth. Backfill all excavated holes and replant with the same type of vegetation as surrounding area. Complete all work within 3 working days or as specified in the order. |  | EA | 100 | 0
H872 |  | Shrub Planting (1-gallon = liters 3.78) | Provide labor, management, supervision, tools material, and equipment required to plant new shrubs. All shrubs shall be nursery grown and bear certification indicating species, common name, and grade. Shrubs shall be healthy, living specimens considered number one grade stock. Planting procedures shall be in accordance with accepted nursery standards. The Contractor shall water and provide continuing care to ensure new plants develop properly. Shrubs established shall be of the 1-gallon (liters 3.78) size. Shrubs shall be planted in accordance with accepted horticultural standards, including fertilization, mulching, and watering. Shrub species shall be specified in the order. All plants that die or fail to develop noticeable growth within 1 year of planting shall be replaced by the Contractor with plants of like size and type, at no additional cost to the Government. Complete all work within 3 working days or as specified in the order. |  | EA | 150 | 0
H873 |  | Shrub Planting (5-gallon = liters 19) | Provide labor, management, supervision, tools material, and equipment required to plant new shrubs. All shrubs shall be nursery grown and bear certification indicating species, common name, and grade. Shrubs shall be healthy, living specimens considered number one grade stock. Planting procedures shall be in accordance with accepted nursery standards. The Contractor shall water and provide continuing care to ensure new plants develop properly. Shrubs established shall be of the 5-gallon (liters 19) size. Shrubs shall be planted in accordance with accepted horticultural standards, including fertilization, mulching, and watering. Shrub species shall be specified in the order. All plants that die or fail to develop noticeable growth within 1 year of planting shall be replaced by the Contractor with plants of like size and type, at no additional cost to the Government. Complete all work within 3 working days or as specified in the order. |  | EA | 150 | 0
H874 |  | Bedding/Ornamental Plants (10 cm pot size) | Provide labor, management, supervision, tools material, and equipment required to plant new plants. All plants shall be nursery grown and bear certification indicating species, common name, and grade. Plants shall be healthy, living specimens considered number one grade stock. The Contractor shall water and provide continuing care to ensure new plants develop properly. Planting procedures shall be in accordance with accepted horticultural standards, including fertilization, mulching, and watering. Annuals/perennials species shall be specified in the order. All plants that die or fail to develop noticeable growth within 90 days of planting shall be replaced by the Contractor with plants of like size and type, at no additional cost to the Government. Start work within 3 working days or as specified in the order. |  | EA | 150 | 0
H875 |  | Grassing | Provide labor, management, supervision, tools material, and equipment required to establish and maintain grass for 1 year. Grass variety shall be as specified in the order. Establishment shall include watering and providing other continuing care as necessary to firmly establish new grass growth and ensure proper development. Grassed areas that die or fail to develop noticeable growth for a period of one year after seeding shall be re-grassed by the Contractor at no additional cost to the Government. Complete all work within 3 working days or as specified in the order. |  | SM | 5000 | 0
H876 |  | Sodding | Provide labor, management, supervision, tools material, and equipment required to sod. Sod shall be of species as specified in the order and shall be dense, uniform, weed free and have good strength and min thatch. Sod shall be laid on properly prepared topsoil, joint staggered and butted together. On slopes sod shall be installed in a way that prevents slippage. Sod installed shall be smooth and uniform in appearance. Contractor shall water and provide continued care to firmly establish new grass growth and development. Areas that die/fail to develop within 90 days after sodding shall be replaced by the Contractor at no additional cost. Complete all work within 3 working days or as specified in the order. |  | SM | 1750 | 0
H877 |  | Fertilize | Provide labor, management, supervision, tools material, and equipment required to fertilize per Spec Items 3 and 3.1 of Section C. Vegetation shall be fertilized in a manner that promotes health, growth, color, and appearance. Fertilizing applies to all vegetation existing in the areas specified on the order. Fertilizer shall be applied in accordance with the manufacturer's printed instructions. Organic fertilizer shall be used as the standard. The Contractor shall comply with the Pest Management Plan (PMP). Complete all work within 3 working days or as specified in the order. |  | SM | 6000 | 0
H878 |  | Gravel (1.5 - 3.0 cm diam.) | Provide labor, management, supervision, tools material, and equipment required to gravel. The Contractor shall place white/dark gravel where indicated by the KO. The cost includes contractor's provided heavy duty polyethylene film to be placed above grounds area to be covered with gravel. The thickness of the gravel layer shall be from 8 to 15 cm as directed by the KO. Layer shall be uniformly spread and leveled. No spread elsewhere is allowed. The Contractor shall remove all gravel spilled or spread elsewhere from the designated areas. Complete all work within 3 working days or as specified in the order. |  | CZ | 450 | 0
H879 |  | Weed, Vegetation, Rocks and Other Debris Removal | Provide labor, management, supervision, tools material, and equipment required to remove weed, vegetation, rocks and other debris. The contractor shall eradicate and removed all weeds, unsightly vegetation, sprouts, vines, lawns, grasses, clovers, dead vegetation, etc. from underneath and within cactus type plants, ornamental plants, flower vases, planter boxes, flower beds, pots, gravel covered areas, ornamental rocks areas, and similar. The Contractor shall replaced all soil removed to maintain smooth appearance. Complete all work within 3 working days or as specified in the order. |  | SM | 12000 | 0
H880-H889 | Reserved
| 1503060 |  | Pavement Clearance
H890 |  | Pavement Clearance | Provide labor, management, supervision, tools, material, and equipment required to perform pavement clearance. The Contractor shall sweep roads and other paved surfaces to remove volcanic ash and all other debris, and to ensure they are clear, improve the appearance and safety of paved surfaces, reduce maintenance costs by keeping the drainage systems clean and reduce pollutants entering the storm drain system. Areas include roads, parking areas, sidewalks, walkways, porch areas, entrance/canopy areas, external stairs/steps, recreational areas, bleachers, running track, and other similar areas. Contractor shall receive clearance from airfield ops prior to operations for airfield pavement. Contractor shall comply with FAA and DoD requirements to sweep around aircraft on ramp areas. Contractor shall coordinate with Air Ops for FOD walk downs before sweeping. Complete all work within 3 working days or as specified in the order. (Minimum Order: 10,000 square meters) |  | SM | 800000 | 0
H891 |  | Pavement Clearance - Residential Family Housing | Provide labor, management, supervision, tools, material, and equipment required to perform pavement clearance in residential family housing areas per attachment J-1503060-03. The Contractor shall provide pavement sweeping to remove volcanic ash deposits and all other debris, improve the appearance of paved areas, improve the safety of paved areas, reduce maintenance costs by keeping the drainage systems clean and, reduce pollutants entering the storm drain system. Areas include roads, parking areas, sidewalks, walkways, porch areas, entrance/canopy areas, external stairs/steps, and other similar areas. Complete all work within 3 working days or as specified in the order. (Minimum Order: 2,000 square meters) |  | SM | 13000 | 0
H892-H897 | Reserved
| 1700000 |  | Transportation
H898 |  | Unscheduled Charter Shuttle Bus Service / 19-Passenger Bus | Provide labor, management, supervision, tools, material, and equipment required to provide unscheduled shuttle bus services in accordance with schedules provided by the Contracting Officer. Distance in kilometers shall not exceed an average of 65 kilometers for each hour ordered. Service will be ordered at least 6 hours in advance. Buses shall have a minimum capacity of 19 passengers plus driver. Unit price includes all costs such as, but not limited to, charter bus, driver, and fuel. The exact location and start time will be specified with the order. Respond within 1 working day from receipt of order. |  | HR | 45 | 0
H899 |  | Unscheduled Charter Shuttle Bus Service / 55-Passenger Bus | Provide labor, management, supervision, tools, material, and equipment required to provide unscheduled shuttle bus services in accordance with schedules provided by the Contracting Officer. Distance in kilometers shall not exceed an average of 65 kilometers for each hour ordered. Service will be ordered at least 6 hours in advance. Buses shall have a minimum capacity of 55 passengers plus driver. Unit price includes all costs such as, but not limited to, charter bus, driver, and fuel. The exact location and start time will be specified with the order. Respond within 1 working day from receipt of order. |  | HR | 45 | 0
H900-H909 | Reserved
| 1800000 |  | Environmental
H910 |  | Oil and Hazardous Substances (OHS) Spill Response - 1-100 Gallons | Provide labor, management, supervision, tools, material and equipment, including appropriate Personal Protective Equipment (PPE), to assist Government First Responders and provide OHS spill response services to minimize environmental impact, damage to property or risk of human exposure and to ensure the installation complies with applicable Italian, DoD and Navy requirements. The Contractor shall be responsible for responding to OHS spills using equipment, materials, and qualified personnel including but not limited to spill containment, clean-up and transport disposal of spill related wastes to a designated accumulation site, off Base. At all times, the Contractor shall perform OHS Spill Response in full compliance with all applicable Italian laws, norms, decrees, and regulations, DoD policies, instructions and guidance in force at the time this service is ordered, including, but not limited to, OPNAVINST 5090.1 and DL152/2006. The Contractor shall respond to spill notification within two hours. Complete all work within one calendar day or as specified in the order. |  | EA | 25 | 0
H911 |  | Oil and Hazardous Substances (OHS) Spill Response - 101 to 500 Gallons | Provide labor, management, supervision, tools, material and equipment, including appropriate Personal Protective Equipment (PPE), to assist Government First Responders and provide OHS spill response services to minimize environmental impact, damage to property or risk of human exposure and to ensure the installation complies with applicable Italian, DoD and Navy requirements. The Contractor shall be responsible for responding to OHS spills using equipment, materials, and qualified personnel including but not limited to spill containment, clean-up and transport disposal of spill related wastes to a designated accumulation site, off Base. At all times, the Contractor shall perform OHS Spill Response in full compliance with all applicable Italian laws, norms, decrees, and regulations, DoD policies, instructions and guidance in force at the time this service is ordered, including, but not limited to, OPNAVINST 5090.1 and DL152/2006. The Contractor shall respond to spill notification within two hours. Complete all work within one calendar day or as specified in the order. |  | EA | 20 | 0
H912 |  | Oil and Hazardous Substances (OHS) Spill Response - 501 to 2,500 Gallons | Provide labor, management, supervision, tools, material and equipment, including appropriate Personal Protective Equipment (PPE), to assist Government First Responders and provide OHS spill response services to minimize environmental impact, damage to property or risk of human exposure and to ensure the installation complies with applicable Italian, DoD and Navy requirements. The Contractor shall be responsible for responding to OHS spills using equipment, materials, and qualified personnel including but not limited to spill containment, clean-up and transport disposal of spill related wastes to a designated accumulation site. At all times, the Contractor shall perform OHS Spill Response in full compliance with all applicable Italian laws, norms, decrees, and regulations, DoD policies, instructions and guidance in force at the time this service is ordered, including, but not limited to, OPNAVINST 5090.1 and DL152/2006. The Contractor shall respond to spill notification within two hours. Complete all work within two calendar days or as specified in the order. |  | EA | 6 | 0
H913 |  | Oil and Hazardous Substances (OHS) Spill Response - 2,501 to 5,000 Gallons | Provide labor, management, supervision, tools, material and equipment, including appropriate Personal Protective Equipment (PPE), to assist Government First Responders and provide OHS spill response services to minimize environmental impact, damage to property or risk of human exposure and to ensure the installation complies with applicable Italian, DoD and Navy requirements. The Contractor shall be responsible for responding to OHS spills using equipment, materials, and qualified personnel including but not limited to spill containment, clean-up and transport disposal of spill related wastes to a designated accumulation site. At all times, the Contractor shall perform OHS Spill Response in full compliance with all applicable Italian laws, norms, decrees, and regulations, DoD policies, instructions and guidance in force at the time this service is ordered, including, but not limited to, OPNAVINST 5090.1 and DL152/2006. The Contractor shall respond to spill notification within two hours. Complete all work within two calendar days or as specified in the order. |  | EA | 1 | 0
H914 |  | Oil and Hazardous Substances (OHS) Spill Response - 5,001 to 15,000 Gallons | Provide labor, management, supervision, tools, material and equipment, including appropriate Personal Protective Equipment (PPE), to assist Government First Responders and provide OHS spill response services to minimize environmental impact, damage to property or risk of human exposure and to ensure the installation complies with applicable Italian, DoD and Navy requirements. The Contractor shall be responsible for responding to OHS spills using equipment, materials, and qualified personnel including but not limited to spill containment, clean-up and transport disposal of spill related wastes to a designated accumulation site. At all times, the Contractor shall perform OHS Spill Response in full compliance with all applicable Italian laws, norms, decrees, and regulations, DoD policies, instructions and guidance in force at the time this service is ordered, including, but not limited to, OPNAVINST 5090.1 and DL152/2006. The Contractor shall respond to spill notification within two hours. Complete all work within three calendar days or as specified in the order. |  | EA | 1 | 0
H915 |  | Empty and Clean Grease Trap / Tank | Provide labor, management, supervision, tools, material and equipment required to remove, weigh and dispose of all grease and water from the grease trap systems indicated on the order. Work includes cleaning and removing all wastes and sludge adhering to all the interior system surfaces (walls, pipes, lids, etc.). Grease traps shall be left clean and free of any grease or debris. complete all work within 3 working days or as specified in the order. |  | KG | 33000 | 0
H916 |  | Chemical Product - Commercial Grade - Sodium Hypochlorite (Carechlor) | Provide labor, management, supervision, tools, material and equipment to provide chemical products, Sodium Hypochlorite (Carechlor), for the Water Treatment Plants and the Waste Water Treatment Plants at NAS Sigonella, Sicily, Italy in accordance with the terms and conditions of this contract. Products shall be delivered to: ROICC Sigonella, Strada Statale 417, Sigonella 95100. Complete all work within 3 working days or as specified in the order. |  | KG | 2400 | 0
H917 |  | Chemical Product - Commercial Grade - Hydrochloric acid (CarepH-) | Provide labor, management, supervision, tools, material and equipment to provide chemical products, Hydrochloric acid (CarepH-), for the Water Treatment Plants and the Waste Water Treatment Plants at NAS Sigonella, Sicily, Italy in accordance with the terms and conditions of this contract. Products shall be delivered to: ROICC Sigonella, Strada Statale 417, Sigonella 95100. Complete all work within 3 working days or as specified in the order. |  | KG | 7000 | 0
H918 |  | Chemical Product - Commercial Grade - Antiscalant (Caretreat WT RO SI) | Provide labor, management, supervision, tools, material and equipment to provide chemical products, Antiscalant (Caretreat WT RO SI), for the Water Treatment Plants and the Waste Water Treatment Plants at NAS Sigonella, Sicily, Italy in accordance with the terms and conditions of this contract. Products shall be delivered to: ROICC Sigonella, Strada Statale 417, Sigonella 95100. Complete all work within 3 working days or as specified in the order. |  | KG | 1750 | 0
H919 |  | Chemical Product - Commercial Grade - Sodium Hydroxide (CarepH+) | Provide labor, management, supervision, tools, material and equipment to provide chemical products, Sodium Hydroxide (CarepH+), for the Water Treatment Plants and the Waste Water Treatment Plants at NAS Sigonella, Sicily, Italy in accordance with the terms and conditions of this contract. Products shall be delivered to: ROICC Sigonella, Strada Statale 417, Sigonella 95100. Complete all work within 3 working days or as specified in the order. |  | KG | 300 | 0
H920 |  | Chemical Product - Calcium Carbonate (Care-Cal WT) | Provide labor, management, supervision, tools, material and equipment to provide chemical products, Calcium Carbonate (Care-Cal WT), for the Water Treatment Plants and the Waste Water Treatment Plants at NAS Sigonella, Sicily, Italy in accordance with the terms and conditions of this contract. Products shall be delivered to: ROICC Sigonella, Strada Statale 417, Sigonella 95100. Complete all work within 3 working days or as specified in the order. |  | KG | 5880 | 0
H921 |  | Chemical Product - Commercial Grade - Sodium hypochlorite (Carechlor) | Provide labor, management, supervision, tools, material and equipment to provide chemical products, Sodium hypochlorite (Carechlor), for the Water Treatment Plants and the Waste Water Treatment Plants at NAS Sigonella, Sicily, Italy in accordance with the terms and conditions of this contract. Products shall be delivered to: ROICC Sigonella, Strada Statale 417, Sigonella 95100. Complete all work within 3 working days or as specified in the order. |  | KG | 1020 | 0
H922 |  | Chemical Product - Commercial Grade - Hydrochloric acid (CarepH-) | Provide labor, management, supervision, tools, material and equipment to provide chemical products, Hydrochloric acid (CarepH-), for the Water Treatment Plants and the Waste Water Treatment Plants at NAS Sigonella, Sicily, Italy in accordance with the terms and conditions of this contract. Products shall be delivered to: ROICC Sigonella, Strada Statale 417, Sigonella 95100. Complete all work within 3 working days or as specified in the order. |  | KG | 3000 | 0
H923 |  | Chemical Product - Commercial Grade - Antiscalant (Caretreat WT RO SI) | Provide labor, management, supervision, tools, material and equipment to provide chemical products, Antiscalant (Caretreat WT RO SI), for the Water Treatment Plants and the Waste Water Treatment Plants at NAS Sigonella, Sicily, Italy in accordance with the terms and conditions of this contract. Products shall be delivered to: ROICC Sigonella, Strada Statale 417, Sigonella 95100. Complete all work within 3 working days or as specified in the order. |  | KG | 750 | 0
H924 |  | Chemical Product - Commercial Grade - Sodium Hydroxide (CarepH+) | Provide labor, management, supervision, tools, material and equipment to provide chemical products, Sodium Hydroxide (CarepH+), for the Water Treatment Plants and the Waste Water Treatment Plants at NAS Sigonella, Sicily, Italy in accordance with the terms and conditions of this contract. Products shall be delivered to: ROICC Sigonella, Strada Statale 417, Sigonella 95100. Complete all work within 3 working days or as specified in the order. |  | KG | 125 | 0
H925 |  | Chemical Product - Commercial Grade - Calcium carbonate (Care-Cal WT) | Provide labor, management, supervision, tools, material and equipment to provide chemical products, Calcium carbonate (Care-Cal WT), for the Water Treatment Plants and the Waste Water Treatment Plants at NAS Sigonella, Sicily, Italy in accordance with the terms and conditions of this contract. Products shall be delivered to: ROICC Sigonella, Strada Statale 417, Sigonella 95100. Complete all work within 3 working days or as specified in the order. |  | KG | 2050 | 0
H926 |  | Contaminated Oily Sludge Removal and Dispoal | Provide labor, management, supervision, tools, material and equipment required to remove, dispose and weigh contaminated oily sludge ONLY, based on CER code 16.07.08 (Waste containing fuel contamination, cleaning of cisterns and tanks) Minimum order 500 Kg. Complete all work within 2 working days or as specified in the order. |  | KG | 15000 | 0
H927 |  | Oil Water Separator Tank Cleaning | Provide labor, management, supervision, tools, material and equipment required to clean oil water separator tanks, based on CER code 16.10.02 (Contaminated waste water). Oil water separator tank(s) shall be cleaned and sanitized after removal of solids / liquids and ensure proper function. Contractor shall submit safety plan to Contracting Officer for working within confined spaces prior to commencing work. Complete all work within 2 working days or as specified in the order. |  | EA | 10 | 0
H928 |  | Oily Water / Waste Fuel Removal and Disposal | Provide labor, management, supervision, tools, material and equipment to remove, weigh and dispose of oily water and waste fuel from tank(s) indicated on the order. Work includes pumping, removal of oily water / waste fuel, disposal of oily water / waste fuel and all transportation and disposal costs. Work shall be performed per current environmental protection regulations. Complete all work within 1 working day or as specified in the order. |  | KG | 33000 | 0
H929 |  | Contaminated Soil Removal and Disposal | Provide labor, management, supervision, tools, material and equipment to remove, weigh, and dispose of contaminated soil (may be with fuel, oils, and other hazardous substances) from the location(s) indicated on the order. Work includes the provision, laying and leveling of new soil, matching the existing, to restore the original conditions, transportation and disposal costs. Work shall be performed per current environmental protection regulations. complete all work within 1 working day or as specified in the order (Minimum Quantity 3000 kg). |  | KG | 39000 | 0
H930 |  | Soil Sampling and Analysis - Metal: Antimony | The Contractor shall conduct on-site measurements, collect soil samples and analyze them for all the parameters specified in the order as per Spec Item 3.2., Sampling and Laboratory Services. Respond within 1 working day from receipt of order. |  | EA | 10 | 0
H931 |  | Soil Sampling and Analysis - Metal: Arsenic | The Contractor shall conduct on-site measurements, collect soil samples and analyze them for all the parameters specified in the order as per Spec Item 3.2., Sampling and Laboratory Services. Respond within 1 working day from receipt of order. |  | EA | 10 | 0
H932 |  | Soil Sampling and Analysis - Metal: Berillim | The Contractor shall conduct on-site mesurements, collect soil samples and analyze them for all the parameters specified in the order as per Spec Item 3.2., Sampling and Laboratory Services. Respond within 1 working day from receipt of order. |  | EA | 10 | 0
H933 |  | Soil Sampling and Analysis - Metal: Cadmium | The Contractor shall conduct on-site mesurements, collect soil samples and analyze them for all the parameters specified in the order as per Spec Item 3.2., Sampling and Laboratory Services. Respond within 1 working day from receipt of order. |  | EA | 10 | 0
H934 |  | Soil Sampling and Analysis - Metal: Cobalt | The Contractor shall conduct on-site measurements, collect soil samples and analyze them for all the parameters specified in the order as per Spec Item 3.2., Sampling and Laboratory Services. Respond within 1 working day from receipt of order. |  | EA | 10 | 0
H935 |  | Soil Sampling and Analysis - Metal: Chromium (total) | The Contractor shall conduct on-site measurements, collect soil samples and analyze them for all the parameters specified in the order as per Spec Item 3.2., Sampling and Laboratory Services. Respond within 1 working day from receipt of order. |  | EA | 10 | 0
H936 |  | Soil Sampling and Analysis - Metal: Chromium VI | The Contractor shall conduct on-site measurements, collect soil samples and analyze them for all the parameters specified in the order as per Spec Item 3.2., Sampling and Laboratory Services. Respond within 1 working day from receipt of order. |  | EA | 10 | 0
H937 |  | Soil Sampling and Analysis - Metal: Mercury | The Contractor shall conduct on-site measurements, collect soil samples and analyze them for all the parameters specified in the order as per Spec Item 3.2., Sampling and Laboratory Services. Respond within 1 working day from receipt of order. |  | EA | 10 | 0
H938 |  | Soil Sampling and Analysis - Metal: Nickel | The Contractor shall conduct on-site measurements, collect soil samples and analyze them for all the parameters specified in the order as per Spec Item 3.2., Sampling and Laboratory Services. Respond within 1 working day from receipt of order. |  | EA | 10 | 0
H939 |  | Soil Sampling and Analysis - Metal: Lead | The Contractor shall conduct on-site measurements, collect soil samples and analyze them for all the parameters specified in the order as per Spec Item 3.2., Sampling and Laboratory Services. Respond within 1 working day from receipt of order. |  | EA | 10 | 0
H940 |  | Soil Sampling and Analysis - Metal: Cooper | The Contractor shall conduct on-site measurements, collect soil samples and analyze them for all the parameters specified in the order as per Spec Item 3.2., Sampling and Laboratory Services. Respond within 1 working day from receipt of order. |  | EA | 10 | 0
H941 |  | Soil Sampling and Analysis - Metal: Selenium | The Contractor shall conduct on-site measurements, collect soil samples and analyze them for all the parameters specified in the order as per Spec Item 3.2., Sampling and Laboratory Services. Respond within 1 working day from receipt of order. |  | EA | 10 | 0
H942 |  | Soil Sampling and Analysis - Metal: Tin | The Contractor shall conduct on-site measurements, collect soil samples and analyze them for all the parameters specified in the order as per Spec Item 3.2., Sampling and Laboratory Services. Respond within 1 working day from receipt of order. |  | EA | 10 | 0
H943 |  | Soil Sampling and Analysis - Metal: Thallium | The Contractor shall conduct on-site measurements, collect soil samples and analyze them for all the parameters specified in the order as per Spec Item 3.2., Sampling and Laboratory Services. Respond within 1 working day from receipt of order. |  | EA | 10 | 0
H944 |  | Soil Sampling and Analysis - Metal: Vanadium | The Contractor shall conduct on-site measurements, collect soil samples and analyze them for all the parameters specified in the order as per Spec Item 3.2., Sampling and Laboratory Services. Respond within 1 working day from receipt of order. |  | EA | 10 | 0
H945 |  | Soil Sampling and Analysis - Metal: Zinc | The Contractor shall conduct on-site measurements, collect soil samples and analyze them for all the parameters specified in the order as per Spec Item 3.2., Sampling and Laboratory Services. Respond within 1 working day from receipt of order. |  | EA | 10 | 0
H946 |  | Soil Sampling and Analysis - Metal: Cyanides (free) | The Contractor shall conduct on-site measurements, collect soil samples and analyze them for all the parameters specified in the order as per Spec Item 3.2., Sampling and Laboratory Services. Respond within 1 working day from receipt of order. |  | EA | 10 | 0
H947 |  | Soil Sampling and Analysis - Metal: Fluorides | The Contractor shall conduct on-site measurements, collect soil samples and analyze them for all the parameters specified in the order as per Spec Item 3.2., Sampling and Laboratory Services. Respond within 1 working day from receipt of order. |  | EA | 10 | 0
H948 |  | Soil Sampling and Analysis - Aromatic Compounds: Benzene | The Contractor shall conduct on-site measurements, collect soil samples and analyze them for all the parameters specified in the order as per Spec Item 3.2., Sampling and Laboratory Services. Respond within 1 working day from receipt of order. |  | EA | 10 | 0
H949 |  | Soil Sampling and Analysis - Aromatic Compounds: Ethylbenzene | The Contractor shall conduct on-site measurements, collect soil samples and analyze them for all the parameters specified in the order as per Spec Item 3.2., Sampling and Laboratory Services. Respond within 1 working day from receipt of order. |  | EA | 10 | 0
H950 |  | Soil Sampling and Analysis - Aromatic Compounds: Styrene | The Contractor shall conduct on-site measurements, collect soil samples and analyze them for all the parameters specified in the order as per Spec Item 3.2., Sampling and Laboratory Services. Respond within 1 working day from receipt of order. |  | EA | 10 | 0
H951 |  | Soil Sampling and Analysis - Aromatic Compounds: Toluene | The Contractor shall conduct on-site measurements, collect soil samples and analyze them for all the parameters specified in the order as per Spec Item 3.2., Sampling and Laboratory Services. Respond within 1 working day from receipt of order. |  | EA | 10 | 0
H952 |  | Soil Sampling and Analysis - Aromatic Compounds: Xylene | The Contractor shall conduct on-site measurements, collect soil samples and analyze them for all the parameters specified in the order as per Spec Item 3.2., Sampling and Laboratory Services. Respond within 1 working day from receipt of order. |  | EA | 10 | 0
H953 |  | Soil Sampling and Analysis - Polycyclic Aromatic Compounds: Benzo(a)anthracene | The Contractor shall conduct on-site measurements, collect soil samples and analyze them for all the parameters specified in the order as per Spec Item 3.2., Sampling and Laboratory Services. Respond within 1 working day from receipt of order. |  | EA | 10 | 0
H954 |  | Soil Sampling and Analysis - Polycyclic Aromatic Compounds: Benzo(a)pyrene | The Contractor shall conduct on-site measurements, collect soil samples and analyze them for all the parameters specified in the order as per Spec Item 3.2., Sampling and Laboratory Services. Respond within 1 working day from receipt of order. |  | EA | 10 | 0
H955 |  | Soil Sampling and Analysis - Polycyclic Aromatic Compounds: Benzo(b)fluoranthene | The Contractor shall conduct on-site measurements, collect soil samples and analyze them for all the parameters specified in the order as per Spec Item 3.2., Sampling and Laboratory Services. Respond within 1 working day from receipt of order. |  | EA | 10 | 0
H956 |  | Soil Sampling and Analysis - Polycyclic Aromatic Compounds: Benzo(k)fluoranthene | The Contractor shall conduct on-site measurements, collect soil samples and analyze them for all the parameters specified in the order as per Spec Item 3.2., Sampling and Laboratory Services. Respond within 1 working day from receipt of order. |  | EA | 10 | 0
H957 |  | Soil Sampling and Analysis - Polycyclic Aromatic Compounds: Benzo(g, h, i)perylene | The Contractor shall conduct on-site measurements, collect soil samples and analyze them for all the parameters specified in the order as per Spec Item 3.2., Sampling and Laboratory Services. Respond within 1 working day from receipt of order. |  | EA | 10 | 0
H958 |  | Soil Sampling and Analysis - Polycyclic Aromatic Compounds: Chrysene | The Contractor shall conduct on-site measurements, collect soil samples and analyze them for all the parameters specified in the order as per Spec Item 3.2., Sampling and Laboratory Services. Respond within 1 working day from receipt of order. |  | EA | 10 | 0
H959 |  | Soil Sampling and Analysis - Polycyclic Aromatic Compounds: Dibenzo(a, e)pyrene | The Contractor shall conduct on-site measurements, collect soil samples and analyze them for all the parameters specified in the order as per Spec Item 3.2., Sampling and Laboratory Services. Respond within 1 working day from receipt of order. |  | EA | 10 | 0
H960 |  | Soil Sampling and Analysis - Polycyclic Aromatic Compounds: Dibenzo(a, l)pyrene | The Contractor shall conduct on-site measurements, collect soil samples and analyze them for all the parameters specified in the order as per Spec Item 3.2., Sampling and Laboratory Services. Respond within 1 working day from receipt of order. |  | EA | 10 | 0
H961 |  | Soil Sampling and Analysis - Polycyclic Aromatic Compounds: Dibenzo(a, i)pyrene | The Contractor shall conduct on-site measurements, collect soil samples and analyze them for all the parameters specified in the order as per Spec Item 3.2., Sampling and Laboratory Services. Respond within 1 working day from receipt of order. |  | EA | 10 | 0
H962 |  | Soil Sampling and Analysis - Polycyclic Aromatic Compounds: Dibenzo(a, h)pyrene | The Contractor shall conduct on-site measurements, collect soil samples and analyze them for all the parameters specified in the order as per Spec Item 3.2., Sampling and Laboratory Services. Respond within 1 working day from receipt of order. |  | EA | 10 | 0
H963 |  | Soil Sampling and Analysis - Polycyclic Aromatic Compounds: Dibenzo(a, h)anthracene | The Contractor shall conduct on-site measurements, collect soil samples and analyze them for all the parameters specified in the order as per Spec Item 3.2., Sampling and Laboratory Services. Respond within 1 working day from receipt of order. |  | EA | 10 | 0
H964 |  | Soil Sampling and Analysis - Polycyclic Aromatic Compounds: Indenopyrene | The Contractor shall conduct on-site measurements, collect soil samples and analyze them for all the parameters specified in the order as per Spec Item 3.2., Sampling and Laboratory Services. Respond within 1 working day from receipt of order. |  | EA | 10 | 0
H965 |  | Soil Sampling and Analysis - Polycyclic Aromatic Compounds: Pyrene | The Contractor shall conduct on-site measurements, collect soil samples and analyze them for all the parameters specified in the order as per Spec Item 3.2., Sampling and Laboratory Services. Respond within 1 working day from receipt of order. |  | EA | 10 | 0
H966 |  | Soil Sampling and Analysis - Aliphatic Chlorinated Carcinogenic Compounds: Chloromethane | The Contractor shall conduct on-site measurements, collect soil samples and analyze them for all the parameters specified in the order as per Spec Item 3.2., Sampling and Laboratory Services. Respond within 1 working day from receipt of order. |  | EA | 10 | 0
H967 |  | Soil Sampling and Analysis - Aliphatic Chlorinated Carcinogenic Compounds: Dichloromethane | The Contractor shall conduct on-site measurements, collect soil samples and analyze them for all the parameters specified in the order as per Spec Item 3.2., Sampling and Laboratory Services. Respond within 1 working day from receipt of order. |  | EA | 10 | 0
H968 |  | Soil Sampling and Analysis - Aliphatic Chlorinated Carcinogenic Compounds: Trichloromethane | The Contractor shall conduct on-site measurements, collect soil samples and analyze them for all the parameters specified in the order as per Spec Item 3.2., Sampling and Laboratory Services. Respond within 1 working day from receipt of order. |  | EA | 10 | 0
H969 |  | Soil Sampling and Analysis - Aliphatic Chlorinated Carcinogenic Compounds: Vinyl Chloride | The Contractor shall conduct on-site measurements, collect soil samples and analyze them for all the parameters specified in the order as per Spec Item 3.2., Sampling and Laboratory Services. Respond within 1 working day from receipt of order. |  | EA | 10 | 0
H970 |  | Soil Sampling and Analysis - Aliphatic Chlorinated Carcinogenic Compounds: 1,2 - Dichloroethane | The Contractor shall conduct on-site measurements, collect soil samples and analyze them for all the parameters specified in the order as per Spec Item 3.2., Sampling and Laboratory Services. Respond within 1 working day from receipt of order. |  | EA | 10 | 0
H971 |  | Soil Sampling and Analysis - Aliphatic Chlorinated Carcinogenic Compounds: 1,1 - Dichloroethylene | The Contractor shall conduct on-site measurements, collect soil samples and analyze them for all the parameters specified in the order as per Spec Item 3.2., Sampling and Laboratory Services. Respond within 1 working day from receipt of order. |  | EA | 10 | 0
H972 |  | Soil Sampling and Analysis - Aliphatic Chlorinated Carcinogenic Compounds: Trichloroethylene | The Contractor shall conduct on-site measurements, collect soil samples and analyze them for all the parameters specified in the order as per Spec Item 3.2., Sampling and Laboratory Services. Respond within 1 working day from receipt of order. |  | EA | 10 | 0
H973 |  | Soil Sampling and Analysis - Aliphatic Chlorinated Carcinogenic Compounds: Tetrachloroethylene (PCE) | The Contractor shall conduct on-site measurements, collect soil samples and analyze them for all the parameters specified in the order as per Spec Item 3.2., Sampling and Laboratory Services. Respond within 1 working day from receipt of order. |  | EA | 10 | 0
H974 |  | Soil Sampling and Analysis - Aliphatic Chlorinated Non-Carcinogenic Compounds: 1,1 - Dichloroethane | The Contractor shall conduct on-site measurements, collect soil samples and analyze them for all the parameters specified in the order as per Spec Item 3.2., Sampling and Laboratory Services. Respond within 1 working day from receipt of order. |  | EA | 10 | 0
H975 |  | Soil Sampling and Analysis - Aliphatic Chlorinated Non-Carcinogenic Compounds: 1,2 - Dichloroethylene | The Contractor shall conduct on-site measurements, collect soil samples and analyze them for all the parameters specified in the order as per Spec Item 3.2., Sampling and Laboratory Services. Respond within 1 working day from receipt of order. |  | EA | 10 | 0
H976 |  | Soil Sampling and Analysis - Aliphatic Chlorinated Non-Carcinogenic Compounds: 1,1,1 - Trichloroethane | The Contractor shall conduct on-site measurements, collect soil samples and analyze them for all the parameters specified in the order as per Spec Item 3.2., Sampling and Laboratory Services. Respond within 1 working day from receipt of order. |  | EA | 10 | 0
H977 |  | Soil Sampling and Analysis - Aliphatic Chlorinated Non-Carcinogenic Compounds: 1,2 - Di chloropropane | The Contractor shall conduct on-site measurements, collect soil samples and analyze them for all the parameters specified in the order as per Spec Item 3.2., Sampling and Laboratory Services. Respond within 1 working day from receipt of order. |  | EA | 10 | 0
H978 |  | Soil Sampling and Analysis - Aliphatic Chlorinated Non-Carcinogenic Compounds: 1,1,2 - Trichloroethane | The Contractor shall conduct on-site measurements, collect soil samples and analyze them for all the parameters specified in the order as per Spec Item 3.2., Sampling and Laboratory Services. Respond within 1 working day from receipt of order. |  | EA | 10 | 0
H979 |  | Soil Sampling and Analysis - Aliphatic Chlorinated Non-Carcinogenic Compounds: 1,2,3 - Trichloro propane | The Contractor shall conduct on-site measurements, collect soil samples and analyze them for all the parameters specified in the order as per Spec Item 3.2., Sampling and Laboratory Services. Respond within 1 working day from receipt of order. |  | EA | 10 | 0
H980 |  | Soil Sampling and Analysis - Aliphatic Chlorinated Non-Carcinogenic Compounds: 1,1,2,2 - Tetrachloroethane | The Contractor shall conduct on-site measurements, collect soil samples and analyze them for all the parameters specified in the order as per Spec Item 3.2., Sampling and Laboratory Services. Respond within 1 working day from receipt of order. |  | EA | 10 | 0
H981 |  | Soil Sampling and Analysis - Aliphatic Halogenated Carcinogenic Compounds: Tribromomethane | The Contractor shall conduct on-site measurements, collect soil samples and analyze them for all the parameters specified in the order as per Spec Item 3.2., Sampling and Laboratory Services. Respond within 1 working day from receipt of order. |  | EA | 10 | 0
H982 |  | Soil Sampling and Analysis - Aliphatic Halogenated Carcinogenic Compounds: 1,2 - Dibromoethane | The Contractor shall conduct on-site measurements, collect soil samples and analyze them for all the parameters specified in the order as per Spec Item 3.2., Sampling and Laboratory Services. Respond within 1 working day from receipt of order. |  | EA | 10 | 0
H983 |  | Soil Sampling and Analysis - Aliphatic Halogenated Carcinogenic Compounds: Dibromochloromethane | The Contractor shall conduct on-site measurements, collect soil samples and analyze them for all the parameters specified in the order as per Spec Item 3.2., Sampling and Laboratory Services. Respond within 1 working day from receipt of order. |  | EA | 10 | 0
H984 |  | Soil Sampling and Analysis - Aliphatic Halogenated Carcinogenic Compounds: Bromodichloromethane | The Contractor shall conduct on-site measurements, collect soil samples and analyze them for all the parameters specified in the order as per Spec Item 3.2., Sampling and Laboratory Services. Respond within 1 working day from receipt of order. |  | EA | 10 | 0
H985 |  | Soil Sampling and Analysis - Nitroaromatic Compounds: Nitrobenzene | The Contractor shall conduct on-site measurements, collect soil samples and analyze them for all the parameters specified in the order as per Spec Item 3.2., Sampling and Laboratory Services. Respond within 1 working day from receipt of order. |  | EA | 10 | 0
H986 |  | Soil Sampling and Analysis - Nitroaromatic Compounds: 1,2 - Dinitrobenzene | The Contractor shall conduct on-site measurements, collect soil samples and analyze them for all the parameters specified in the order as per Spec Item 3.2., Sampling and Laboratory Services. Respond within 1 working day from receipt of order. |  | EA | 10 | 0
H987 |  | Soil Sampling and Analysis - Nitroaromatic Compounds: 1,3 - Dinitrobenzene | The Contractor shall conduct on-site measurements, collect soil samples and analyze them for all the parameters specified in the order as per Spec Item 3.2., Sampling and Laboratory Services. Respond within 1 working day from receipt of order. |  | EA | 10 | 0
H988 |  | Soil Sampling and Analysis - Nitroaromatic Compounds: Chloronitrobenzene | The Contractor shall conduct on-site measurements, collect soil samples and analyze them for all the parameters specified in the order as per Spec Item 3.2., Sampling and Laboratory Services. Respond within 1 working day from receipt of order. |  | EA | 10 | 0
H989 |  | Soil Sampling and Analysis - Chloroaromatic Compounds: Mon chlorobenzene | The Contractor shall conduct on-site measurements, collect soil samples and analyze them for all the parameters specified in the order as per Spec Item 3.2., Sampling and Laboratory Services. Respond within 1 working day from receipt of order. |  | EA | 10 | 0
H990 |  | Soil Sampling and Analysis - Chloroaromatic Compounds: Di chloroaromatic Non-Carcinogenic Compounds (1,2 - Dichlorobenzene) | The Contractor shall conduct on-site measurements, collect soil samples and analyze them for all the parameters specified in the order as per Spec Item 3.2., Sampling and Laboratory Services. Respond within 1 working day from receipt of order. |  | EA | 10 | 0
H991 |  | Soil Sampling and Analysis - Chloroaromatic Compounds: Di chloroaromatic Carcinogenic Compounds (1,4 - Dichlorobenzene) | The Contractor shall conduct on-site measurements, collect soil samples and analyze them for all the parameters specified in the order as per Spec Item 3.2., Sampling and Laboratory Services. Respond within 1 working day from receipt of order. |  | EA | 10 | 0
H992 |  | Soil Sampling and Analysis - Chloroaromatic Compounds: 1,2,4 - Trichlorobenzene | The Contractor shall conduct on-site measurements, collect soil samples and analyze them for all the parameters specified in the order as per Spec Item 3.2., Sampling and Laboratory Services. Respond within 1 working day from receipt of order. |  | EA | 10 | 0
H993 |  | Soil Sampling and Analysis - Chloroaromatic Compounds: 1,2,4,5 - Tetra chlorobenzene | The Contractor shall conduct on-site measurements, collect soil samples and analyze them for all the parameters specified in the order as per Spec Item 3.2., Sampling and Laboratory Services. Respond within 1 working day from receipt of order. |  | EA | 10 | 0
H994 |  | Soil Sampling and Analysis - Chloroaromatic Compounds: Pentachloro benzene | The Contractor shall conduct on-site measurements, collect soil samples and analyze them for all the parameters specified in the order as per Spec Item 3.2., Sampling and Laboratory Services. Respond within 1 working day from receipt of order. |  | EA | 10 | 0
H995 |  | Soil Sampling and Analysis - Chloroaromatic Compounds: | The Contractor shall conduct on-site measurements, collect soil samples and analyze them for all the parameters specified in the order as per Spec Item 3.2., Sampling and Laboratory Services. Respond within 1 working day from receipt of order. |  | EA | 10 | 0
H996 |  | Soil Sampling and Analysis - Chloroaromatic Compounds: Esa chlorobenzene | The Contractor shall conduct on-site measurements, collect soil samples and analyze them for all the parameters specified in the order as per Spec Item 3.2., Sampling and Laboratory Services. Respond within 1 working day from receipt of order. |  | EA | 10 | 0
H997 |  | Soil Sampling and Analysis - Non-Chlorinated Phenols: Methyl phenols (o-, m-, p-) | The Contractor shall conduct on-site measurements, collect soil samples and analyze them for all the parameters specified in the order as per Spec Item 3.2., Sampling and Laboratory Services. Respond within 1 working day from receipt of order. |  | EA | 10 | 0
H998 |  | Soil Sampling and Analysis - Non-Chlorinated Phenols: Phenols | The Contractor shall conduct on-site measurements, collect soil samples and analyze them for all the parameters specified in the order as per Spec Item 3.2., Sampling and Laboratory Services. Respond within 1 working day from receipt of order. |  | EA | 10 | 0
H999 |  | Soil Sampling and Analysis - Chlorinated Phenols: 2 - Chlorophenol | The Contractor shall conduct on-site measurements, collect soil samples and analyze them for all the parameters specified in the order as per Spec Item 3.2., Sampling and Laboratory Services. Respond within 1 working day from receipt of order. |  | EA | 10 | 0
H1000 |  | Soil Sampling and Analysis - Chlorinated Phenols: 2,4 - Dichlorophenol | The Contractor shall conduct on-site measurements, collect soil samples and analyze them for all the parameters specified in the order as per Spec Item 3.2., Sampling and Laboratory Services. Respond within 1 working day from receipt of order. |  | EA | 10 | 0
H1001 |  | Soil Sampling and Analysis - Chlorinated Phenols: 2,4, 6 - Trichlorophenol | The Contractor shall conduct on-site measurements, collect soil samples and analyze them for all the parameters specified in the order as per Spec Item 3.2., Sampling and Laboratory Services. Respond within 1 working day from receipt of order. |  | EA | 10 | 0
H1002 |  | Soil Sampling and Analysis - Chlorinated Phenols: Pentachlorophenol | The Contractor shall conduct on-site measurements, collect soil samples and analyze them for all the parameters specified in the order as per Spec Item 3.2., Sampling and Laboratory Services. Respond within 1 working day from receipt of order. |  | EA | 10 | 0
H1003 |  | Soil Sampling and Analysis - Aromatic Amines: Aniline | The Contractor shall conduct on-site measurements, collect soil samples and analyze them for all the parameters specified in the order as per Spec Item 3.2., Sampling and Laboratory Services. Respond within 1 working day from receipt of order. |  | EA | 10 | 0
H1004 |  | Soil Sampling and Analysis - Aromatic Amines: o - Anisidine | The Contractor shall conduct on-site measurements, collect soil samples and analyze them for all the parameters specified in the order as per Spec Item 3.2., Sampling and Laboratory Services. Respond within 1 working day from receipt of order. |  | EA | 10 | 0
H1005 |  | Soil Sampling and Analysis - Aromatic Amines: m,p - Anisidine | The Contractor shall conduct on-site measurements, collect soil samples and analyze them for all the parameters specified in the order as per Spec Item 3.2., Sampling and Laboratory Services. Respond within 1 working day from receipt of order. |  | EA | 10 | 0
H1006 |  | Soil Sampling and Analysis - Aromatic Amines: Diphenylamine | The Contractor shall conduct on-site measurements, collect soil samples and analyze them for all the parameters specified in the order as per Spec Item 3.2., Sampling and Laboratory Services. Respond within 1 working day from receipt of order. |  | EA | 10 | 0
H1007 |  | Soil Sampling and Analysis - Aromatic Amines: p - Toluidine | The Contractor shall conduct on-site measurements, collect soil samples and analyze them for all the parameters specified in the order as per Spec Item 3.2., Sampling and Laboratory Services. Respond within 1 working day from receipt of order. |  | EA | 10 | 0
H1008 |  | Soil Sampling and Analysis - Pesticides: Alachlor | The Contractor shall conduct on-site measurements, collect soil samples and analyze them for all the parameters specified in the order as per Spec Item 3.2., Sampling and Laboratory Services. Respond within 1 working day from receipt of order. |  | EA | 10 | 0
H1009 |  | Soil Sampling and Analysis - Pesticides: Aldrin | The Contractor shall conduct on-site measurements, collect soil samples and analyze them for all the parameters specified in the order as per Spec Item 3.2., Sampling and Laboratory Services. Respond within 1 working day from receipt of order. |  | EA | 10 | 0
H1010 |  | Soil Sampling and Analysis - Pesticides: Atrazine | The Contractor shall conduct on-site measurements, collect soil samples and analyze them for all the parameters specified in the order as per Spec Item 3.2., Sampling and Laboratory Services. Respond within 1 working day from receipt of order. |  | EA | 10 | 0
H1011 |  | Soil Sampling and Analysis - Pesticides: α - esachloroesane | The Contractor shall conduct on-site measurements, collect soil samples and analyze them for all the parameters specified in the order as per Spec Item 3.2., Sampling and Laboratory Services. Respond within 1 working day from receipt of order. |  | EA | 10 | 0
H1012 |  | Soil Sampling and Analysis - Pesticides: β - esachloroesane | The Contractor shall conduct on-site measurements, collect soil samples and analyze them for all the parameters specified in the order as per Spec Item 3.2., Sampling and Laboratory Services. Respond within 1 working day from receipt of order. |  | EA | 10 | 0
H1013 |  | Soil Sampling and Analysis - Pesticides: γ - esachloroesane (Lindane) | The Contractor shall conduct on-site measurements, collect soil samples and analyze them for all the parameters specified in the order as per Spec Item 3.2., Sampling and Laboratory Services. Respond within 1 working day from receipt of order. |  | EA | 10 | 0
H1014 |  | Soil Sampling and Analysis - Pesticides: Chlordane | The Contractor shall conduct on-site measurements, collect soil samples and analyze them for all the parameters specified in the order as per Spec Item 3.2., Sampling and Laboratory Services. Respond within 1 working day from receipt of order. |  | EA | 10 | 0
H1015 |  | Soil Sampling and Analysis - Pesticides: DDD, DDT, DDE | The Contractor shall conduct on-site measurements, collect soil samples and analyze them for all the parameters specified in the order as per Spec Item 3.2., Sampling and Laboratory Services. Respond within 1 working day from receipt of order. |  | EA | 10 | 0
H1016 |  | Soil Sampling and Analysis - Pesticides: Dieldrin | The Contractor shall conduct on-site measurements, collect soil samples and analyze them for all the parameters specified in the order as per Spec Item 3.2., Sampling and Laboratory Services. Respond within 1 working day from receipt of order. |  | EA | 10 | 0
H1017 |  | Soil Sampling and Analysis - Pesticides: Endrin | The Contractor shall conduct on-site measurements, collect soil samples and analyze them for all the parameters specified in the order as per Spec Item 3.2., Sampling and Laboratory Services. Respond within 1 working day from receipt of order. |  | EA | 10 | 0
H1018 |  | Soil Sampling and Analysis - Dioxins and Furans: PCDD, PCDF (total) | The Contractor shall conduct on-site measurements, collect soil samples and analyze them for all the parameters specified in the order as per Spec Item 3.2., Sampling and Laboratory Services. Respond within 1 working day from receipt of order. |  | EA | 10 | 0
H1019 |  | Soil Sampling and Analysis - Dioxins and Furans: PCB | The Contractor shall conduct on-site measurements, collect soil samples and analyze them for all the parameters specified in the order as per Spec Item 3.2., Sampling and Laboratory Services. Respond within 1 working day from receipt of order. |  | EA | 10 | 0
H1020 |  | Soil Sampling and Analysis - Hydrocarbons: ight Hydrocarbons C≤12 | The Contractor shall conduct on-site measurements, collect soil samples and analyze them for all the parameters specified in the order as per Spec Item 3.2., Sampling and Laboratory Services. Respond within 1 working day from receipt of order. |  | EA | 10 | 0
H1021 |  | Soil Sampling and Analysis - Hydrocarbons: Heavy Hydrocarbons C>12 | The Contractor shall conduct on-site measurements, collect soil samples and analyze them for all the parameters specified in the order as per Spec Item 3.2., Sampling and Laboratory Services. Respond within 1 working day from receipt of order. |  | EA | 10 | 0
H1022 |  | Soil Sampling and Analysis: Asbestos (free fibers) | The Contractor shall conduct on-site measurements, collect soil samples and analyze them for all the parameters specified in the order as per Spec Item 3.2., Sampling and Laboratory Services. Respond within 1 working day from receipt of order. |  | EA | 10 | 0
H1023 |  | Soil Sampling and Analysis: Phtalic Acid's Esters | The Contractor shall conduct on-site measurements, collect soil samples and analyze them for all the parameters specified in the order as per Spec Item 3.2., Sampling and Laboratory Services. Respond within 1 working day from receipt of order. |  | EA | 10 | 0
H1024-H1029 | Reserved
Unit Priced Labor (UPL) Work
H1030 |  | Unit Priced Composite Skilled Labor Work - MUST BE NEGOTIATED BY KO | Provide one composite skilled labor hour of work-in-place performed by substantially and highly trained, certified, and/or licensed craftsmen and technicians. The composite labor hour rate should be an average of various trades such as carpenters, painters, electricians, plumbers, equipment mechanics, electronics technicians, and pest controllers, per the scope and delivery schedule specified in the order. |  | HR | 2500 | 0
H1031 |  | Unit Priced Composite Unskilled Labor Work - MUST BE NEGOTIATED BY KO | Provide one composite unskilled labor hour of work-in-place performed by minimally trained or untrained workers, including custodial and grounds maintenance workers, and common laborers per the scope and delivery schedule specified in the order. |  | HR | 2500 | 0
H1032 |  | Material and Equipment Costs - MUST BE NEGOTIATED BY KO | Provide all materials and equipment to perform Unit Priced Labor work per the scope and delivery schedule specified in the order. |  | LS | NTE | 100000
TOTAL FOR LINE ITEM 0016 - 7TH OPTION PERIOD - NON-RECURRING WORK (ELINs H700 THROUGH H1032) | [6 empty] | 100000

## CLIN 017 - 8th OP - RW (6 Mos)
ATTACHMENT J-0200000-12 XX
EXHIBIT LINE ITEM NUMBERS
SOLICITATION/CONTRACT # N62470-25-R-0020 XX-R-00XX
EXHIBIT J A - EIGHTH OPTION BASE PERIOD - RECURRING WORK
CLIN 0017
Line Item 0017 - Recurring Work - 8th Option Year
PROVIDE PRICES TO PERFORM RECURRING WORK - IN ACCORDANCE WITH SECTION C, SPEC ITEM 3
ELIN/Sub-ELINs J001 THROUGH J023 21
ELIN / Sub ELIN | Annex/Sub-annex | Spec Item | Description | Quantity | Unit of Issue | Unit Price | Total Price
J001 |  |  | Commander Naval Region Europe (CNRE)
| 1501000 |  | Facility Management
J001AA |  | 3.1 | Infrastructure Condition Assessment Program (ICAP) Services | 6 | MO |  | 0
| 1502000 |  | Facility Investment
|  | 3.1 | Emergency, Urgent, and Routine (E/U/R) Work
J001AB | 1502000 | 3.1.1 | Emergency | 6 | MO |  | 0
J001AC | 1502000 | 3.1.2 | Urgent | 6 | MO |  | 0
J001AD | 1502000 | 3.1.3 | Routine | 6 | MO |  | 0
|  | 3.2 | Facility Bullets
J001AE | 1502000 | 3.2 | Facility Bullets | 6 | MO |  | 0
|  | 3.3 | Preventive Maintenance (PM) Program
J001AF | 1502000 | 3.3.2 | Lightning Arrestors and Grounding Devices | 6 | MO |  | 0
J001AG | 1502000 | 3.3.3 | Vertical Transportation Equipment (VTE) | 6 | MO |  | 0
J001AH | 1502000 | 3.3.5 | Auxiliary Generator Systems | 6 | MO |  | 0
J001AJ | 1502000 | 3.3.12 | Swimming Pool Maintenance | 6 | MO |  | 0
J001AK | 1502000 | 3.3.15 | Aboveground (AST) and Underground (UST) Storage Tanks | 6 | MO |  | 0
J001AL | 1502000 | 3.3.16 | Overhead and Roll-up Doors | 6 | MO |  | 0
J001AM | 1502000 | 3.3.17 | Hangar Doors | 6 | MO |  | 0
J001AN | 1502000 | 3.3.18 | Drinking Fountains/Water Coolers | 6 | MO |  | 0
J001AP | 1502000 | 3.3.19 | Airfield Light Tower | 6 | MO |  | 0
J001AQ | 1502000 | 3.3.21 | Irrigation System | 6 | MO |  | 0
|  | 3.4 | Integrated Maintenance Program (IMP)
J001AR | 1502000 | 3.4.1 | HVAC and Refrigeration Systems | 6 | MO |  | 0
J001AS | 1502000 | 3.4.2 | Fire Protection Systems | 6 | MO |  | 0
J001AT | 1502000 | 3.4.3 | Boilers and UPVs | 6 | MO |  | 0
|  | 3.5 | Inspection, Testing, and Certification Program
J001AU | 1502000 | 3.5.2 | Vertical Transportation Equipment (VTE) | 6 | MO |  | 0
|  | 3.6 | Other Recurring Services Program
J001AV | 1502000 | 3.6.1 | Exhaust Hoods and Ducts | 6 | MO |  | 0
J001AW | 1502000 | 3.6.2 | HVAC Water Testing and Treatment Services | 6 | MO |  | 0
J001AX | 1502000 | 3.6.3 | Boiler Water Testing and Treatment Services | 6 | MO |  | 0
J001AY | 1502000 | 3.6.4 | Solar Panel Maintenance | 6 | MO |  | 0
J001AZ | 1502000 | 3.6.5 | Gutter and Roof Inspections | 6 | MO |  | 0
J001BA | 1502000 | 3.6.7 | Magnetic Key Card System Maintenance | 6 | MO |  | 0
J001BB | 1502000 | 3.6.9 | Vehicle Lift Maintenance | 6 | MO |  | 0
J001BC | 1502000 | 3.6.10 | Swimming Pool Water Testing and Treatment Services | 6 | MO |  | 0
J001BD | 1502000 | 3.6.11 | Fall Protection Lifeline Systems Inspection and Certification | 12 | MO |  | 0
J001BE | 1502000 | 3.6.13 | Oil-Water Separators and Grease Traps Maintenance | 6 | MO |  | 0
J001BF | 1502000 | 3.6.14 | Car Wash Water Treatment System | 6 | MO |  | 0
J001BG | 1502000 | 3.6.15 | Fire Extinguisher Inspection and Maintenance | 6 | MO |  | 0
| 1503010 |  | Custodial
J001BH | 1503010 | 3.1 | Scheduled Services | 6 | MO |  | 0
J001BJ | 1503010 | 3.1 | Scheduled Services for AMC (29% FX Pro-Rata) | 6 | MO |  | 0
| 1503020 |  | Pest Control
J001BK | 1503020 | 3.1 | Scheduled Pest Control | 6 | MO |  | 0
J001BL | 1503020 | 3.2 | Pest Control Service Orders | 6 | MO |  | 0
J001BM | 1503020 | 3.3 | Pest Management Reporting | 6 | MO |  | 0
| 1503030 |  | Integrated Solid Waste Management
J001BN | 1503030 | 3.1 - 3.5 | Recurring Work | 6 | MO |  | 0
J001BP | 1503030 | 3.6 | Special Collection Services | 6 | MO |  | 0
| 1503050 |  | Grounds Maintenance and Landscaping
J001BQ | 1503050 | 3.1 | Improved Grounds | 6 | MO |  | 0
J001BR | 1503050 | 3.2 | Operational Areas | 6 | MO |  | 0
J001BS | 1503050 | 3.3 | Storm Drainage Systems | 6 | MO |  | 0
J001BT | 1503050 | 3.4 | Outdoor Waste Collection | 6 | MO |  | 0
J001BU | 1503050 | 3.4 | Outdoor Waste Collection for AMC | 6 | MO |  | 0
J001BV | 1503050 | 3.5 | Playgrounds Maintenance | 12 | MO |  | 0
| 1503060 |  | Pavement Clearance
J001BW | 1503060 | 3.1 | Pavement Sweeping Services | 6 | MO |  | 0
J001BX | 1503060 | 3.2 | Pavement Clearance Service Orders | 6 | MO |  | 0
| 1601000 |  | Utility Management
|  | 3.1 | Utility Service Orders
J001BY | 1601000 | 3.1.1 | Emergency Service Orders | 6 | MO |  | 0
J001BZ | 1601000 | 3.1.2 | Routine Service Orders | 6 | MO |  | 0
J001CA | 1601000 | 3.2 | Utility Operations Management | 6 | MO |  | 0
J001CB | 1601000 | 3.3 | Utility Infrastructure Condition Assessment (UICAP) Support | 6 | MO |  | 0
| 1602000 |  | Electrical |  | `
|  | 3.1 | Preventive Maintenance (PM) Program
J001CC | 1602000 | 3.1.1 | High Voltage Systems Maintenance | 6 | MO |  | 0
|  | 3.2 | Other Recurring Services Program
J001CD | 1602000 | 3.2.1 | Photo Voltaic Systems Maintenance | 6 | MO |  | 0
| 1603000 |  | Natural Gas
J001CE | 1603000 | 3.1 | Integrated Maintenance Program (IMP) | 6 | MO |  | 0
| 1604000 |  | Wastewater
J001CF | 1604000 | 3.1 | Preventive Maintenance (PM) Program | 6 | MO |  | 0
J001CG | 1604000 | 3.2 | Other Recurring Services | 6 | MO |  | 0
| 1606001 |  | Water (Overseas)
J001CH | 1606001 | 3.1 | Preventive Maintenance (PM) Program | 6 | MO |  | 0
J001CJ | 1606001 | 3.2 | Unidirectional Flushing (UDF) Plan | 6 | MO |  | 0
J001CK | 1606001 | 3.3 | Well Development and Water Treatment and Distribution System Support | 6 | MO |  | 0
| 1700000 |  | Transportation
J001CL | 1700000 | 3.1 | Bus Services | 6 | MO |  | 0
| 1800000 |  | Environmental
J001CM | 1800000 | 3.1 | Oil and Hazardous Substance (OHS) Spill Response and Cleanup Ashore | 6 | MO |  | 0
|  |  | CNRE SUBTOTAL: |  |  |  | 0
AMC - Specification 1503010, Spec Item 3
|  |  | Scheduled Custodial Services, Spec Item 3.1 | 6 | MO |  | 0
Reserved
|  |  | AMC - CNRE Funded SUBTOTAL: |  |  |  | 0
J002 |  |  | MWR (Morale, Welfare, and Recreation) - CNRE FUNDED
| 1502000 |  | Facility Investment
|  | 3.1 | Emergency, Urgent, and Routine (E/U/R) Work
J002AA | 1502000 | 3.1.1 | Emergency | 6 | MO |  | 0
J002AB | 1502000 | 3.1.2 | Urgent | 6 | MO |  | 0
J002AC | 1502000 | 3.1.3 | Routine | 6 | MO |  | 0
|  | 3.4 | Integrated Maintenance Program (IMP)
J002AD | 1502000 | 3.4.2 | Fire Protection Systems | 6 | MO |  | 0
|  | 3.6 | Other Recurring Services Program
J002AE | 1502000 | 3.6.1 | Exhaust Hoods and Ducts | 6 | MO |  | 0
J002AF | 1502000 | 3.6.9 | Vehicle Lift Maintenance | 6 | MO |  | 0
J002AG | 1502000 | 3.6.13 | Oil-Water Separators and Grease Traps Maintenance | 6 | MO |  | 0
| 1503010 |  | Custodial
J002AH | 1503010 | 3.1 | Scheduled Services | 6 | MO |  | 0
| 1503020 |  | Pest Control
J002AJ | 1503020 | 3.1 | Scheduled Pest Control | 6 | MO |  | 0
J002AK | 1503020 | 3.3 | Pest Management Reporting | 6 | MO |  | 0
|  |  | MWR - SUBTOTAL: |  |  |  | 0
J003 |  |  | NEXCOM (Navy Exchange) - CNRE FUNDED
| 1502000 |  | Facility Investment
|  | 3.4 | Integrated Maintenance Program (IMP)
J003AA | 1502000 | 3.4.2 | Fire Protection Systems | 6 | MO |  | 0
|  | 3.6 | Other Recurring Services Program
J003AB | 1502000 | 3.6.1 | Exhaust Hoods and Ducts | 6 | MO |  | 0
| 1503020 |  | Pest Control
J003AC | 1503020 | 3.1 | Scheduled Pest Control | 6 | MO |  | 0
J003AD | 1503020 | 3.2 | Pest Control Service Orders | 6 | MO |  | 0
J003AE | 1503020 | 3.3 | Pest Management Reporting | 6 | MO |  | 0
| 1503030 |  | Integrated Solid Waste Management
J003AF | 1503030 | 3.1 - 3.5 | Recurring Work | 6 | MO |  | 0
|  |  | NEXCOM - SUBTOTAL: |  |  |  | 0
J004 |  |  | HAZMIN Center - CNRE FUNDED
| 1503010 |  | Custodial
J004AA | 1503010 | 3.1 | Scheduled Services | 6 | MO |  | 0
| 1503030 |  | Integrated Solid Waste Management
J004AB | 1503030 | 3.1 - 3.5 | Recurring Work | 6 | MO |  | 0
|  |  | HAZMIN Center - SUBTOTAL: |  |  |  | 0
J005 |  |  | BOA (Bank of America)
| 1503010 |  | Custodial
J005AA | 1503010 | 3.1 | Scheduled Services | 6 | MO |  | 0
| 1503030 |  | Integrated Solid Waste Management
J005AB | 1503030 | 3.1 - 3.5 | Recurring Work | 6 | MO |  | 0
|  |  | BOA SUBTOTAL: |  |  |  | 0
J006 |  |  | AMC (Air Mobility Command)
| 1502000 |  | Facility Investment
|  | 3.6 | Other Recurring Services Program
J006AA | 1502000 | 3.6.1 | Exhaust Hoods and Ducts | 6 | MO |  | 0
J006AB | 1502000 | 3.6.13 | Oil-Water Separators and Grease Traps Maintenance | 6 | MO |  | 0
| 1503010 |  | Custodial
J006AC | 1503010 | 3.1 | Scheduled Services | 6 | MO |  | 0
| 1503020 |  | Pest Control
J006AD | 1503020 | 3.1 | Scheduled Pest Control | 6 | MO |  | 0
J006AE | 1503020 | 3.2 | Pest Control Service Orders | 6 | MO |  | 0
J006AF | 1503020 | 3.3 | Pest Management Reporting | 6 | MO |  | 0
| 1503030 |  | Integrated Solid Waste Management
J006AG | 1503030 | 3.1 - 3.5 | Recurring Work | 6 | MO |  | 0
|  |  | AMC SUBTOTAL: |  |  |  | 0
J007 |  |  | DHA (Defense Health Agency)
| 1502000 |  | Facility Investment
|  | 3.1 | Emergency, Urgent, and Routine (E/U/R) Work
J007AA | 1502000 | 3.1.1 | Emergency | 6 | MO |  | 0
J007AB | 1502000 | 3.1.2 | Urgent | 6 | MO |  | 0
J007AC | 1502000 | 3.1.3 | Routine | 6 | MO |  | 0
|  | 3.1 | Preventive Maintenance (PM) Program
J007AD | 1502000 | 3.3.1 | Interior and Exterior Lighting Systems | 6 | MO |  | 0
J007AE | 1502000 | 3.3.2 | Lightning Arrestors and Grounding Devices | 6 | MO |  | 0
J007AF | 1502000 | 3.3.3 | Vertical Transportation Equipment (VTE) | 6 | MO |  | 0
J007AG | 1502000 | 3.3.4 | Compressed Air Systems | 6 | MO |  | 0
J007AH | 1502000 | 3.3.5 | Auxiliary Generators | 6 | MO |  | 0
J007AJ | 1502000 | 3.3.6 | Uninterruptable Power Supply Systems (UPS) | 6 | MO |  | 0
J007AK | 1502000 | 3.3.7 | Medical Air, Gas, and Vacuum Systems | 6 | MO |  | 0
J007AL | 1502000 | 3.3.8 | Communication Systems | 6 | MO |  | 0
J007AM | 1502000 | 3.3.9 | Intrusion Detection Systems | 6 | MO |  | 0
J007AN | 1502000 | 3.3.10 | Closed Circuit Surveillance Systems | 6 | MO |  | 0
J007AP | 1502000 | 3.3.11 | Automatic, Fire, and Roll-Up Doors | 6 | MO |  | 0
J007AQ | 1502000 | 3.3.13 | Facility Electric System | 6 | MO |  | 0
J007AR | 1502000 | 3.3.14 | Reverse Osmosis and Water Purification System | 6 | MO |  | 0
J007AS | 1502000 | 3.3.15 | Aboveground (AST) and Underground (UST) Storage Tanks | 6 | MO |  | 0
J007AT | 1502000 | 3.3.16 | Overhead and Roll-Up Doors | 6 | MO |  | 0
J007AU | 1502000 | 3.3.18 | Drinking Fountains/Water Coolers | 6 | MO |  | 0
J007AV | 1502000 | 3.3.20 | Emergency Eye Wash Station | 6 | MO |  | 0
J007AW | 1502000 | 3.3.21 | Irrigation System | 6 | MO |  | 0
|  | 3.4 | Integrated Maintenance Program (IMP)
J007AX | 1502000 | 3.4.1 | HVAC and Refrigeration Systems | 6 | MO |  | 0
J007AY | 1502000 | 3.4.2 | Fire Protection Systems | 6 | MO |  | 0
J007AZ | 1502000 | 3.4.3 | Boilers and UPVs | 6 | MO |  | 0
|  | 3.5 | Inspection, Testing, and Certification Program
J007BA | 1502000 | 3.5.1 | Boilers and UPVs | 6 | MO |  | 0
J007BB | 1502000 | 3.5.2 | Vertical Transportation Equipment (VTE) | 6 | MO |  | 0
|  | 3.6 | Other Recurring Services Program
J007BC | 1502000 | 3.6.1 | Exhaust Hoods and Ducts | 6 | MO |  | 0
J007BD | 1502000 | 3.6.2 | HVAC Water Testing and Treatment Services | 6 | MO |  | 0
J007BE | 1502000 | 3.6.3 | Boiler Water Testing and Treatment Services | 6 | MO |  | 0
J007BF | 1502000 | 3.6.11 | Miscellaneous Equipment | 6 | MO |  | 0
J007BG | 1502000 | 3.6.16 | Lift Station Maintenance | 6 | MO |  | 0
| 1503010 |  | Custodial
J007BA | 1503010 | 3.1 | Scheduled Services | 6 | MO |  | 0
J007BB | 1503010 | 3.2 | MTF Other/Special Cleaning Services (DHA) | 6 | MO |  | 0
| 1503020 |  | Pest Control
J007BC | 1503020 | 3.1 | Scheduled Pest Control | 6 | MO |  | 0
J007BD | 1503020 | 3.3 | Pest Management Reporting | 6 | MO |  | 0
| 1503030 |  | Integrated Solid Waste Management
J007BE | 1503030 | 3.1 - 3.5 | Recurring Work | 6 | MO |  | 0
| 1503050 |  | Grounds Maintenance and Landscaping
J007BF | 1503050 | 3.1 | Improved Grounds | 6 | MO |  | 0
J007BG | 1503050 | 3.4 | Outdoor Waste Collection | 6 | MO |  | 0
|  |  | DHA SUBTOTAL: |  |  |  | 0
J008 |  |  | DeCA (Defense Commissary Agency)
| 1502000 |  | Facility Investment
|  | 3.1 | Emergency, Urgent, and Routine (E/U/R) Work
J008AA |  | 3.1.2 | Urgent | 6 | MO |  | 0
|  | 3.1 | Preventive Maintenance (PM) Program
J008AB | 1502000 | 3.3.3 | Vertical Transportation Equipment (VTE) | 6 | MO |  | 0
|  | 3.4 | Integrated Maintenance Program (IMP)
J008AC | 1502000 | 3.4.2 | Fire Protection Systems | 6 | MO |  | 0
|  | 3.5 | Inspection, Testing, and Certification Program
J008AD | 1502000 | 3.5.2 | Vertical Transportation Equipment (VTE) | 6 | MO |  | 0
|  | 3.6 | Other Recurring Services Program
J008AE | 1502000 | 3.6.13 | Oil-Water Separators and Grease Traps Maintenance | 6 | MO |  | 0
| 1503020 |  | Pest Control
J008AE | 1503020 | 3.1 | Scheduled Pest Control | 6 | MO |  | 0
J008AF | 1503020 | 3.2 | Pest Control Service Orders | 6 | MO |  | 0
J008AG | 1503020 | 3.3 | Pest Management Reporting | 6 | MO |  | 0
| 1503030 |  | Integrated Solid Waste Management
J008AH | 1503030 | 3.1 - 3.5 | Recurring Work | 6 | MO |  | 0
|  |  | DeCA SUBTOTAL: |  |  |  | 0
J009 |  |  | DCS (Defense Courier Service)
| 1502000 |  | Facility Investment
|  | 3.4 | Integrated Maintenance Program (IMP)
J009AA | 1502000 | 3.4.2 | Fire Protection Systems | 6 | MO |  | 0
|  |  | DCS SUBTOTAL: |  |  |  | 0
J010 |  |  | DoDEA (Department of Defense Education Activity)
| 1503030 |  | Integrated Solid Waste Management
J010AA | 1503030 | 3.1 - 3.5 | Recurring Work | 6 | MO |  | 0
|  |  | DoDEA SUBTOTAL: |  |  |  | 0
J011 |  |  | DLA DISTRIBUTION
| 1502000 |  | Facility Investment
|  | 3.1 | Emergency, Urgent, and Routine (E/U/R) Work
J011AA | 1502000 | 3.1.1 | Emergency | 6 | MO |  | 0
J011AB | 1502000 | 3.1.2 | Urgent | 6 | MO |  | 0
J011AC | 1502000 | 3.1.3 | Routine | 6 | MO |  | 0
|  | 3.1 | Preventive Maintenance (PM) Program
J011AD | 1502000 | 3.3.3 3.5.2 | Vertical Transportation Equipment (VTE) | 6 | MO |  | 0
J011AE | 1502000 | 3.3.15 | Aboveground (AST) and Underground (UST) Storage Tanks | 6 | MO |  | 0
|  | 3.4 | Integrated Maintenance Program (IMP)
J011AF | 1502000 | 3.4.2 | Fire Protection Systems | 6 | MO |  | 0
|  | 3.5 | Inspection, Testing, and Certification Program
J011AG | 1502000 | 3.5.2 | Vertical Transportation Equipment (VTE) | 6 | MO |  | 0
|  | 3.6 | Other Recurring Services Program
J011AH | 1502000 | 3.6.4 | Solar Panel Maintenance | 6 | MO |  | 0
J011AJ | 1502000 | 3.6.5 | Gutter and Roof Inspections | 6 | MO |  | 0
J011AK | 1502000 | 3.6.12 | Fall Protection Lifeline Systems Inspection and Certification | 6 | MO |  | 0
| 1503020 |  | Pest Control
J011AL | 1503020 | 3.1 | Scheduled Pest Control | 6 | MO |  | 0
J011AM | 1503020 | 3.2 | Pest Control Service Orders | 6 | MO |  | 0
J011AN | 1503020 | 3.3 | Pest Management Reporting | 6 | MO |  | 0
| 1503030 |  | Integrated Solid Waste Management
J011AP | 1503030 | 3.1 - 3.5 | Recurring Work | 6 | MO |  | 0
|  |  | DLA DISTRIBUTION SUBTOTAL: |  |  |  | 0
J012 |  |  | DLA DISPOSITION
| 1503010 |  | Custodial
J012AA | 1503010 | 3.1 | Scheduled Services | 6 | MO |  | 0
| 1503020 |  | Pest Control
J012AB | 1503020 | 3.1 | Scheduled Pest Control | 6 | MO |  | 0
J012AC | 1503020 | 3.2 | Pest Control Service Orders | 6 | MO |  | 0
J012AD | 1503020 | 3.3 | Pest Management Reporting | 6 | MO |  | 0
|  |  | DLA DISPOSITION SUBTOTAL: |  |  |  | 0
J013 |  |  | NAVSUP FUELS - DLA ENERGY FUNDED
| 1502000 |  | Facility Investment
|  | 3.1 | Emergency, Urgent, and Routine (E/U/R) Work
J013AA | 1502000 | 3.1.1 | Emergency | 6 | MO |  | 0
J013AB | 1502000 | 3.1.2 | Urgent | 6 | MO |  | 0
J013AC | 1502000 | 3.1.3 | Routine | 6 | MO |  | 0
|  | 3.1 | Preventive Maintenance (PM) Program
J013AD | 1502000 | 3.3.2 | Lightning Arrestors and Grounding Devices | 6 | MO |  | 0
J013AE | 1502000 | 3.3.09 15 | Aboveground (AST) and Underground (UST) Storage Tanks | 6 | MO |  | 0
J013AF | 1502000 | 3.3.12 18 | Drinking Fountains/Water Coolers | 6 | MO |  | 0
J013AF | 1502000 | 3.3.16 23 | POL Fuel Depot Facilities and Distribution Systems | 6 | MO |  | 0
J013AG | 1502000 | 3.3.17 24 | Aviation Fuel Support Systems | 6 | MO |  | 0
J013AH | 1502000 | 3.3.18 25 | Vehicle Fueling Station Systems | 6 | MO |  | 0
|  | 3.4 | Integrated Maintenance Program (IMP)
J013AI | 1502000 | 3.4.2 | Fire Protection Systems | 6 | MO |  | 0
|  | 3.6 | Other Recurring Services Program
J013AK | 1502000 | 3.6.5 | Gutter and Roof Inspections | 6 | MO |  | 0
J013AL | 1502000 | 3.6.13 | Oil-Water Separators and Grease Traps Maintenance | 6 | MO |  | 0
| 1503010 |  | Custodial
J013AM | 1503010 | 3.1 | Scheduled Services | 6 | MO |  | 0
|  |  | NAVSUP FUELS - DLA ENERGY FUNDED SUBTOTAL: |  |  |  | 0
J014 |  |  | FAMILY HOUSING
| 1401000 |  | Family Housing
J014AA | 1401000 | 3.1 | Family Housing (FH) Maintenance and Repairs
J014AB | 1401000 | 3.1.1.1 | Emergency | 6 | MO |  | 0
J014AC | 1401000 | 3.1.1.2 | Urgent | 6 | MO |  | 0
J014AD | 1401000 | 3.1.1.3 | Routine | 6 | MO |  | 0
J014AE | 1401000 | 3.1.2 | Scheduled Roof Cleaning | 6 | MO |  | 0
| 1502000 |  | Facility Investment
|  | 3.1 | Preventive Maintenance (PM) Program
J014AF | 1502000 | 3.3.21 | Irrigation System | 6 | MO |  | 0
|  | 3.4 | Integrated Maintenance Program (IMP)
J014AG | 1502000 | 3.4.1 | HVAC and Refrigeration Systems | 6 | MO |  | 0
J014AH | 1502000 | 3.4.3 | Boilers and UPVs | 6 | MO |  | 0
|  | 3.6 | Other Recurring Services Program
J014AJ | 1502000 | 3.6.2 | HVAC Water Testing and Treatment Services | 6 | MO |  | 0
J014AK | 1502000 | 3.6.4 | Solar Panel Maintenance | 6 | MO |  | 0
| 1503010 |  | Custodial
J014AL | 1503010 | 3.1 | Scheduled Services | 6 | MO |  | 0
| 1503020 |  | Pest Control
J014AM | 1503020 | 3.1 | Scheduled Pest Control | 6 | MO |  | 0
J014AN | 1503020 | 3.2 | Pest Control Service Orders | 6 | MO |  | 0
J014AN | 1503020 | 3.2.1 | Unscheduled Pest Control Services | 6 | MO |  | 0
J014AP | 1503020 | 3.3 | Pest Management Reporting | 6 | MO |  | 0
| 1503030 |  | Integrated Solid Waste Management
J014AP | 1503030 | 3.1 - 3.5 | Recurring Work | 6 | MO |  | 0
| 1503050 |  | Grounds Maintenance and Landscaping
J014AQ | 1503050 | 3.1 | Improved Grounds | 6 | MO |  | 0
| 1503060 |  | Pavement Clearance
J014AR | 1503060 | 3.1 | Improved Grounds | 6 | MO |  | 0
|  |  | HOUSING SUBTOTAL: |  |  |  | 0
J015 |  |  | UNACCOMPANIED HOUSING
| 1402000 | 3 | Recurring Work
J015AA | 1402000 | 3.1 | Unaccompanied Housing (UH) Maintenance and Repairs | 6 | MO |  | 0
J015AB | 1402000 | 3.2 | Change of Occupancy Maintenance (COM) Services
J015AB | 1402000 | 3.2 | COM - Small BQ Units | 75 | EA |  | 0
J015AC | 1402000 | 3.2 | COM - Common Areas BQ Units | 100 | EA |  | 0
J015AD | 1402000 | 3.2 | Complete Painting - Small BQ Units | 75 | EA |  | 0
J015AE | 1402000 | 3.2 | Complete Painting - Common Areas BQ Units | 100 | EA |  | 0
J015AF | 1402000 | 3.3 | Laundry Room Servicing | 6 | MO |  | 0
|  |  | UNACCOMPANIED HOUSING SUBTOTAL: |  |  |  | 0
J016 |  |  | GLOBAL HAWK
| 1502000 |  | Facility Investment
|  | 3.1 | Emergency, Urgent, and Routine (E/U/R) Work
J016AA | 1502000 | 3.1.1 | Emergency | 6 | MO |  | 0
J016AB | 1502000 | 3.1.2 | Urgent | 6 | MO |  | 0
J016AC | 1502000 | 3.1.3 | Routine | 6 | MO |  | 0
|  | 3.1 | Preventive Maintenance (PM) Program
J016AD | 1502000 | 3.3.1 | Interior and Exterior Lighting Systems | 6 | MO |  | 0
J016AE | 1502000 | 3.3.2 | Lightning Arrestors and Grounding Devices | 6 | MO |  | 0
J016AF | 1502000 | 3.3.4 | Compressed Air Systems | 6 | MO |  | 0
J016AG | 1502000 | 3.3.5 | Auxiliary Generators | 6 | MO |  | 0
J016AH | 1502000 | 3.3.6 | Uninterruptable Power Supply Systems (UPS) | 6 | MO |  | 0
J016AJ | 1502000 | 3.3.13 | Facility Electric Systems | 6 | MO |  | 0
J016AK | 1502000 | 3.3.15 | Aboveground (AST) and Underground (UST) Storage Tanks | 6 | MO |  | 0
J016AL | 1502000 | 3.3.16 | Overhead and Roll-Up Doors | 6 | MO |  | 0
J016AM | 1502000 | 3.3.17 | Hangar Door | 6 | MO |  | 0
J016AN | 1502000 | 3.3.18 | Drinking Fountains/Water Coolers | 6 | MO |  | 0
J016AP | 1502000 | 3.3.20 | Emergency Eyewash Station | 6 | MO |  | 0
J016AQ | 1502000 | 3.3.25 | Vehicle Arrestor System | 6 | MO |  | 0
J016AR | 1502000 | 3.3.26 | Flood Gate | 6 | MO |  | 0
| 1502000 | 3.4 | Integrated Maintenance Program (IMP)
J016AS | 1502000 | 3.4.1 | HVAC and Refrigeration Systems | 6 | MO |  | 0
J016AT | 1502000 | 3.4.2 | Fire Protection Systems | 6 | MO |  | 0
J016AU | 1502000 | 3.4.3 | Boilers and UPVs | 6 | MO |  | 0
|  | 3.5 | Inspection, Testing, and Certification Program
J016AV | 1502000 | 3.5.1 3.4.3 | Boilers and UPVs | 6 | MO |  | 0
Other Recurring Services Program
J016AW | 1502000 | 3.6.2 | HVAC Water Testing and Treatment Services | 6 | MO |  | 0
J016AX | 1502000 | 3.6.3 | Boiler Water Testing and Treatment Services | 6 | MO |  | 0
J016AY | 1502000 | 3.6.4 | Solar Panel Maintenance | 6 | MO |  | 0
J016AZ | 1502000 | 3.6.6 | Gutter Maintenance | 6 | MO |  | 0
J016BA | 1502000 | 3.6.14 15 | Fire Extinguisher Inspection and Maintenance | 6 | MO |  | 0
J016BB | 1502000 | 3.6.15 | Lift Station Maintenance | 6 | MO |  | 0
| 1503010 |  | Custodial
J016BC | 1503010 | 3.1 | Scheduled Services | 6 | MO |  | 0
| 1503020 |  | Pest Control
J016BD | 1503020 | 3.1 | Scheduled Pest Control | 6 | MO |  | 0
J016BE | 1503020 | 3.2 | Pest Control Service Orders | 6 | MO |  | 0
J016BF | 1503020 | 3.3 | Pest Management Reporting | 6 | MO |  | 0
| 1503030 |  | Integrated Solid Waste Management
J016BG | 1503030 | 3.1 - 3.5 | Recurring Work | 6 | MO |  | 0
|  |  | GLOBAL HAWK SUBTOTAL: |  |  |  | 0
J017 |  |  | NCIS
| 1502000 |  | Facility Investment
| 1502000 | 3.4 | Integrated Maintenance Program (IMP)
J017AA | 1502000 | 3.4.2 | Fire Protection Systems | 6 | MO |  | 0
| 1503010 |  | Custodial
J017AB | 1503010 | 3.1 | Scheduled Services | 6 | MO |  | 0
|  |  | NCIS SUBTOTAL: |  |  |  | 0
J018 |  |  | NAVY LODGE
| 1502000 |  | Facility Investment
|  | 3.1 | Emergency, Urgent, and Routine (E/U/R) Work
J018AA | 1502000 | 3.1.1 | Emergency | 6 | MO |  | 0
J018AB | 1502000 | 3.1.2 | Urgent | 6 | MO |  | 0
J018AC | 1502000 | 3.1.3 | Routine | 6 | MO |  | 0
| 1502000 | 3.4 | Integrated Maintenance Program (IMP)
J018AD | 1502000 | 3.4.2 | Fire Protection Systems | 6 | MO |  | 0
|  |  | NAVY LODGE SUBTOTAL: |  |  |  | 0
J019 |  |  | NGIS
| 1502000 |  | Facility Investment
|  | 3.1 | Emergency, Urgent, and Routine (E/U/R) Work
J019AA | 1502000 | 3.1.1 | Emergency | 6 | MO |  | 0
J019AB | 1502000 | 3.1.2 | Urgent | 6 | MO |  | 0
J019AC | 1502000 | 3.1.3 | Routine | 6 | MO |  | 0
| 1503010 |  | Custodial
J019AD | 1503010 | 3.1 | Scheduled Services | 6 | MO |  | 0
| 1503030 |  | Integrated Solid Waste Management
J019AE | 1503030 | 3.1 - 3.5 | Recurring Work | 6 | MO |  | 0
| 1503050 |  | Ground Maintenance and Landscaping
J019AF | 1503050 | 3.4 | Outdoor Waste Collection | 6 | MO |  | 0
|  |  | NGIS SUBTOTAL: |  |  |  | 0
J020 |  |  | SPACE FORCE
| 1502000 |  | Facility Investment
|  | 3.1 | Emergency, Urgent, and Routine (E/U/R) Work
J020AA | 1502000 | 3.1.1 | Emergency | 6 | MO |  | 0
J020AB | 1502000 | 3.1.2 | Urgent | 6 | MO |  | 0
J020AC | 1502000 | 3.1.3 | Routine | 6 | MO |  | 0
|  | 3.1 | Preventive Maintenance (PM) Program
J020AD | 1502000 | 3.3.5 | Auxiliary Generators | 6 | MO |  | 0
J020AE | 1502000 | 3.3.13 | Facility Electric Systems | 6 | MO |  | 0
J020AF | 1502000 | 3.3.18 | Drinking Fountains/Water Coolers | 6 | MO |  | 0
| 1502000 | 3.4 | Integrated Maintenance Program (IMP)
J020AG | 1502000 | 3.4.1 | HVAC and Refrigeration Systems | 6 | MO |  | 0
J020AH | 1502000 | 3.4.2 | Fire Protection Systems | 6 | MO |  | 0
J020AJ | 1502000 | 3.4.3 | Boilers and UPVs | 6 | MO |  | 0
Other Recurring Services Program
J020AK | 1502000 | 3.6.2 | HVAC Water Testing and Treatment Services | 6 | MO |  | 0
J020AL | 1502000 | 3.6.4 | Solar Panel Maintenance | 6 | MO |  | 0
| 1503010 |  | Custodial
J020AM | 1503010 | 3.1 | Scheduled Services | 6 | MO |  | 0
| 1503020 |  | Pest Control
J020AN | 1503020 | 3.1 | Scheduled Pest Control | 6 | MO |  | 0
J020AP | 1503020 | 3.2 | Pest Control Service Orders | 6 | MO |  | 0
J020AQ | 1503020 | 3.3 | Pest Management Reporting | 6 | MO |  | 0
| 1503030 |  | Integrated Solid Waste Management
J020AR | 1503030 | 3.1 - 3.5 | Recurring Work | 6 | MO |  | 0
|  |  | SPACE FORCE SUBTOTAL: |  |  |  | 0
J021 |  |  | DLA ENERGY
| 1503010 |  | Custodial
J021AA | 1503010 | 3.1 | Scheduled Services | 6 | MO |  | 0
| 1503020 |  | Pest Control
J021AB | 1503020 | 3.1 | Scheduled Pest Control | 6 | MO |  | 0
J021AC | 1503020 | 3.3 | Pest Management Reporting | 6 | MO |  | 0
|  |  | DLA ENERGY SUBTOTAL: |  |  |  | 0
J022 |  |  | MWR (Morale, Welfare, and Recreation)
| 1502000 |  | Facility Investment
|  | 3.6 | Other Recurring Services Program
J022AE | 1502000 | 3.6.1 | Exhaust Hoods and Ducts | 6 | MO |  | 0
J022AG | 1502000 | 3.6.13 | Oil-Water Separators and Grease Traps Maintenance | 6 | MO |  | 0
|  |  | MWR SUBTOTAL: |  |  |  | 0
J023 |  |  | NEXCOM (Navy Exchange)
| 1502000 |  | Facility Investment
|  | 3.6 | Other Recurring Services Program
J023AA | 1502000 | 3.6.1 | Exhaust Hoods and Ducts | 6 | MO |  | 0
|  |  | NEXCOM SUBTOTAL: |  |  |  | 0
TOTAL FOR LINE ITEM 0017 - 8TH OPTION YEAR - RECURRING WORK (ELINs J001 THROUGH J023 21) | [6 empty] | 0
SECTION J
EXHIBIT A
Unit Price Per Linear Foot to Provide Red Wood or Cedar Fence Including Dog Ear Fence Boards, Posts, Rails, Braces and all Hardware.
Fence Board Height of 6'
Unit Price Per Linear Foot to Provide Reconditioning and Maintenance Service for Barbwire Fence.
Unit Price Per Linear Foot to Provide Red Wood or Cedar Fence Including Dog Ear Fence Boards, Posts, Rails, Braces and all Hardware.
Fence Board Height of 6'
Unit Price Per Linear Foot to Provide Reconditioning and Maintenance Service for Ornamental Steel Fence.
Unit Price Per Linear Foot to Provide Red Wood or Cedar Fence Including Dog Ear Fence Boards, Posts, Rails, Braces and all Hardware.
Fence Board Height of 6'
Unit Price Per Linear Foot to Provide Reconditioning and Maintenance Service for Wood Fence.
PROVIDE A UNIT PRICE FOR THE REMOVAL AND DISPOSAL OF FENCE COMPLETE, FENCE POSTS, BARBWIRE, BARBED TAPE.
IN ACCORDANCE WITH SECTION C, C.10.1.l
ELIN A001EW through A001FI
Unit Price Per Linear Foot to Provide Red Wood or Cedar Fence Including Dog Ear Fence Boards, Posts, Rails, Braces and all Hardware.
Fence Board Height of 6'
Unit Price Per Linear Foot to Provide Removal Service for Chain link Fence.
Including Fabric, Posts, Gates, Rails, Tension Wire, Barbwire/Barbed Tape.
Unit Price Per Linear Foot to Provide Red Wood or Cedar Fence Including Dog Ear Fence Boards, Posts, Rails, Braces and all Hardware.
Fence Board Height of 6'
Unit Price Per Linear Foot to Provide Removal Service for Chain link Fence Gates including tracks (not posts).
Unit Price Per Linear Foot to Provide Red Wood or Cedar Fence Including Dog Ear Fence Boards, Posts, Rails, Braces and all Hardware.
Fence Board Height of 6'
Unit Price Per Linear Foot to Provide Removal Service for Ornamental Steel Fence. Including Posts and Gates
Unit Price Per Linear Foot to Provide Red Wood or Cedar Fence Including Dog Ear Fence Boards, Posts, Rails, Braces and all Hardware.
Fence Board Height of 6'
Unit Price Per Linear Foot to Provide Removal Service for Wood Fence. Including Posts and Gates.
Unit Price Per Linear Foot to Provide Red Wood or Cedar Fence Including Dog Ear Fence Boards, Posts, Rails, Braces and all Hardware.
Fence Board Height of 6'
Unit Price Per Linear Foot to Provide Removal Service for Barbwire Fence. Including Posts and all wire.
Unit Price Per Linear Foot to Provide Red Wood or Cedar Fence Including Dog Ear Fence Boards, Posts, Rails, Braces and all Hardware.
Fence Board Height of 6'
Unit Price Each to Provide Removal Service for Fence Posts. Including Posts Footing with Braces and Supports as Required.
Unit Price Per Linear Foot to Provide Red Wood or Cedar Fence Including Dog Ear Fence Boards, Posts, Rails, Braces and all Hardware.
Fence Board Height of 6'
Unit Price Each to Provide Removal Service for Fence Posts. Post Cut-off Flush.
Unit Price Per Linear Foot to Provide Red Wood or Cedar Fence Including Dog Ear Fence Boards, Posts, Rails, Braces and all Hardware.
Fence Board Height of 6'
Unit Price Each to Provide Removal Service for Fence Posts. Driven Post.
Unit Price Per Linear Foot to Provide Red Wood or Cedar Fence Including Dog Ear Fence Boards, Posts, Rails, Braces and all Hardware.
Fence Board Height of 6'
Unit Price Each to Provide Removal Service for Fence Posts. Including Posts Footing with Braces and Supports as Required.
Posts Set in Concrete/Asphalt.
Unit Price Per Linear Foot to Provide Red Wood or Cedar Fence Including Dog Ear Fence Boards, Posts, Rails, Braces and all Hardware.
Fence Board Height of 6'
Unit Price Per Square Foot to Patch and Refinish Concrete or Asphalt Surface.
Surface Depth to Match Surrounding.
Unit Price Each to Remove and Dispose of or Save and Store (for reuse) Barbwire Single Arm Support.
Unit Price Each to remove and Dispose of or Save and Store (for reuse) Barbwire Double (V) Arm Support.
Lump Sum Price for the recycling of removed materials. Based on a Percentage Added to Removal Item Ordered
SECTION J
EXHIBIT A
Lump Sum Price for the Recycling of Removed Materials. Based on a Percentage Added to Removal Item Ordered, ELIN A001EK to A001EW. Figured on a Quantity of 1,000. The Quantity Provided is for Establishing the Percentage Rate Only.
PROVIDE A UNIT PRICE TO PERFORM EXPEDITED SERVICES.
IN ACCORDANCE WITH SECTION C, C.10.2
ELIN A001FJ
Lump Sum Price for Expedited Maintenance and Repair Services. Based on a Percentage Added to Task Order Total. Figured on a Quantity of 1,000. The Quantity Provided is for Establishing the Percentage Rate Only.
SECTION J
EXHIBIT A
SECTION J
EXHIBIT A
PROVIDE A UNIT PRICE FOR THE RENTAL OF TEMPORARY CHAIN LINK FENCE.
IN ACCORDANCE WITH SECTION C, C.10.3
ELIN A001FK THROUGH A001FP
Unit Price Per Linear Foot to Provide Red Wood or Cedar Fence Including Dog Ear Fence Boards, Posts, Rails, Braces and all Hardware.
Fence Board Height of 6'
Unit Price Per Linear Foot to Provide Temporary Chain link Fence.
6' Fence Height
Driven Posts
Unit Price Per Linear Foot to Provide Red Wood or Cedar Fence Including Dog Ear Fence Boards, Posts, Rails, Braces and all Hardware.
Fence Board Height of 6'
Unit Price Per Linear Foot to Provide Temporary Chain link Fence.
12' Panel, 6' Height
Driven Posts
Unit Price Per Linear Foot to Provide Red Wood or Cedar Fence Including Dog Ear Fence Boards, Posts, Rails, Braces and all Hardware.
Fence Board Height of 6'
Unit Price Per Linear Foot to Provide Temporary Chain link Fence.
12' Panel, 6' Height, Free-Standing
Unit Price Per Linear Foot to Provide Red Wood or Cedar Fence Including Dog Ear Fence Boards, Posts, Rails, Braces and all Hardware.
Fence Board Height of 6'
Unit Price Per Linear Foot to Provide Red Wood or Cedar Fence Including Dog Ear Fence Boards, Posts, Rails, Braces and all Hardware.
Fence Board Height of 6'
Unit Price Per Linear Foot to Provide Temporary Chain link Fence.
Driven Posts
With Barbwire, 7' Fence Height
Unit Price Per Linear Foot to Provide Red Wood or Cedar Fence Including Dog Ear Fence Boards, Posts, Rails, Braces and all Hardware.
Fence Board Height of 6'
Unit Price Per Linear Foot to Provide Temporary Chain link Fence.
12' Panel, With Barbwire, 7' Height
Driven Posts
Unit Price Per Linear Foot to Provide Red Wood or Cedar Fence Including Dog Ear Fence Boards, Posts, Rails, Braces and all Hardware.
Fence Board Height of 6'
Unit Price Per Linear Foot to Provide Temporary Chain link Fence.
12' Panel, With Barbwire, 7' Height,
Free-Standing

## CLIN 018 - 8th OP - NRW (6 Mos)
ATTACHMENT J-0200000-12 XX
EXHIBIT LINE ITEM NUMBERS
SOLICITATION/CONTRACT # N62470-25-R-0020 XX-R-00XX
EXHIBIT J A - EIGHTH OPTION BASE PERIOD - NON-RECURRING WORK
CLIN 0018
Non-Recurring Work Price - 8th Option Period
PROVIDE PRICES TO PERFORM NON-RECURRING WORK - IN ACCORDANCE WITH SECTION C, SPEC ITEM 4, AND TO PRICE ADDITIONS AND DELITIONS TO THE RECURRING WORK REQUIREMENTS - IN ACCORDANCE WITH ANNEX 0200000, SPEC ITEM 2.14.1, RECURRING WORK PREPARATION OF PROPOSAL
ELINs J700 THROUGH J1032
ELIN | Annex/Sub-Annex | Short Description | Long Description | Unit Price (USD) | Unit of Issue | Estimated Quantities | Extended Price (USD)
UNIT PRICED TASK (UPT) WORK
| 200000 |  | Management and Administration
J700 |  | Naval Hospital Disaster Exercise Staff Support Requirements | Provide labor, management, supervision, tools, material and equipment to provide onsite labor at Building 273, NAS I, to support Naval Hospital disaster exercises within response and completion times specified in J-0200000-10, Naval Hospital Disaster Exercise Support Requirements (Non-Recurring/IDIQ), Section J. Respond within 1 working day or as specified in the orders. |  | EA | 3 | 0
J701-J705 | Reserved
| 1401000 |  | Family Housing
J706 |  | FH Change of Occupancy Maintenance (COM) | Provide labor, management, supervision, tools, material and equipment to perform Change of Occupancy Maintenance including all requirements per J-1401000-07 Performance Objectives and Standards, J-1401000-08 Change of Occupancy Maintenance Notice of Vacancy and Work Completion, J-1401000-09 FH Change of Occupancy Maintenance Checklist, and J-1401000-10 Listing of FH Change of Occupancy Maintenance Tasks, Section J, at the ordered location. Complete all work within 3 working days or as specified in the order. |  | EA | 2 | 0
J707 |  | FH Bathtub Replacement | Provide labor, management, supervision, tools, material and equipment to replace a bathtub with a new commercial grade fixture including removal of existing tub and installation of new shower valves and caulking at the ordered location. Where appropriate, single handle control valves shall be used. Complete all work within 3 working days during COM or as specified in the order. |  | EA | 2 | 0
J708 |  | FH Bathtub Liner Replacement | Provide labor, management, supervision, tools, material and equipment to replace a bathtub liner with a new commercial grade to match existing tub color including removal of existing liner and caulking of joints at the ordered location. Finished product shall be free of voids, loose spots, and cover tub from edge to edge and floor. Complete all work within 3 working days during COM or as specified in the order. |  | EA | 2 | 0
J709 |  | FH Bathtub and Shower Control Valves Replacement | Provide labor, management, supervision, tools, material and equipment to replace bathtub and shower control valves having new commercial grade bright chrome finish to match existing including removal of existing valves and caulking of joints at the ordered location. Complete all work within 3 working days during COM or as specified in the order. |  | EA | 4 | 0
J710 |  | FH Kitchen Sink Replacement | Provide labor, management, supervision, tools, material and equipment to replace a kitchen sink with new sink to match existing to include removal of existing sink, single chrome finish control high spout kitchen faucet with spray arm, continuous waste drain and p-trap at the ordered location. Completed installation shall be free of leaks and present a finished appearance. Complete all work within 3 working days during COM or as specified in the order. |  | EA | 2 | 0
J711 |  | FH Countertop Replacement | Provide labor, management, supervision, tools, material and equipment to replace a countertop to include removal of existing top, removal and reinstallation of sink, and installation of new granite top as specified, sealing/grouting of joints per manufacturer's recommendations, 10 centimeter back splash, and drip edge at the ordered location. Complete all work within 3 working days during COM or as specified in the order. |  | EA | 2 | 0
J712 |  | FH Cabinet Doors Replacement | Provide labor, management, supervision, tools, material and equipment to replace cabinet doors with new doors to match existing door style, materials and finish to include removal of existing doors, new hinges, latch and handle hardware at the specified location. Complete all work within 3 working days during COM or as specified in the order. |  | EA | 2 | 0
J713 |  | FH Exhaust Hood Replacement | Provide labor, management, supervision, tools, material and equipment to replace a range exhaust hood with new hood to match existing to include removal of existing hood at the ordered location. New hood shall be complete with removable washable filtering element, 3 speed fan, and 2 level light. Complete all work within 3 working days during COM or as specified in the order. |  | EA | 2 | 0
J714 |  | FH Screen Door Replacement | Provide labor, management, supervision, tools, material and equipment to replace an exterior screen door with new aluminum security type door (approx. 210 x 85 centimeters) to match existing opening to include removal of existing door, new deadbolt locking system and minimum of 2 sets of keys at the ordered location. Complete all work within 3 working days during COM or as specified in the order. |  | EA | 2 | 0
J715 |  | FH Door Replacement (Exterior and Interior) | Provide labor, management, supervision, tools, material and equipment to replace an exterior or interior door with new door to match existing style, wood species and finish to include removal of existing door, touchup of scratches and nicks in adjoining frame, and reinstallation of existing hardware where unrepairable at the ordered location. Exterior doors shall be solid core (not core filled) and replaced the same day work is started. Metal exterior doors shall meet the industrial standards requirements for thermos insulated pre-factory finished exterior doors and frames. Doors shall be plumbed and planed (to include appropriate bevel) to provide a minimum 3 millimeter finished clearance between door and adjoining head and jambs, and trimmed to provide adequate clearance above the floor. Complete all work within 3 working days during COM or as specified in the order. |  | EA | 5 | 0
J716 |  | FH Ceramic Tile Replacement | Provide labor, management, supervision, tools, material and equipment to replace ceramic tile with new tile to match existing on floors, walls, and window stools where broken, missing, cracked or discolored to include removal of existing tiles and grouting of new tiles at the ordered location. Marble saddles shall be replaced where damaged. Floor tiles shall be grouted as required to provide a waterproof seal. Where exact match is no longer available, remove and replace nondefective tiles to create a pattern to minimize visual effect of the style/color mismatch. Complete all work within 3 working days during COM or as specified in the order. |  | SM | 150 | 0
J717 |  | FH Terrazzo Tile Replacement | Provide labor, management, supervision, tools, material and equipment to replace terrazzo tile with new tile to match existing where broken, missing, cracked, spalled or discolored to include removal of defective tiles and grouting of new tiles at the ordered location. Floor tiles shall be regrouted as required to provide a waterproof seal. Where exact match is no longer available, remove and replace nondefective tiles to create a pattern to minimize visual effect of the style/color mismatch. Complete all work within 3 working days during COM or as specified in the order. |  | SM | 150 | 0
J718-J729 | Reserved
| 1402000 |  | Unaccompanied Housing
J730 |  | Bachelor Quarters Small Unit COM (Single Bedroom) | Provide labor, management, supervision, tools, material and equipment to perform complete Change of Occupancy Maintenance in a small BQ unit including all requirements per J-1402000-04 Change of Occupancy Maintenance Objectives and Standards and J-1402000-05 Listing of Change of Occupancy Maintenance Tasks in Section J at the ordered location. Complete all work within 2 working days during COM or as specified in the order. |  | EA | 25 | 0
J731 |  | Bachelor Quarters Common Area COM (Kitchette/Bathroom) | Provide labor, management, supervision, tools, material and equipment to perform complete Change of Occupancy Maintenance in a BQ unit common area including all requirements per J-1402000-04 Change of Occupancy Maintenance Objectives and Standards and J-1402000-05 Listing of Change of Occupancy Maintenance Tasks in Section J at the ordered location. Complete all work within 2 working days during COM or as specified in the order. |  | EA | 20 | 0
J732 |  | Bachelor Quarters Small Unit Painting (Single Bedroom) | Provide labor, management, supervision, tools, material and equipment to perform complete painting of a BQ small unit at the designated location. Complete all work within 2 working days during COM or as specified in the order. |  | EA | 25 | 0
J733 |  | Bachelor Quarters Common Area Painting (Kitchette/Bathroom) | Provide labor, management, supervision, tools, material and equipment to perform complete painting of a BQ common area including labor and materials at the designated location. Complete all work within 2 working days during COM or as specified in the order. |  | EA | 20 | 0
J734-J749 | Reserved
| 1502000 |  | Facility Investment
J750 |  | Roof Surface Cleaning | Provide labor, management, supervision, tools, material and equipment to clean entire surfaces of a facility roof including strainer(s) at the designated location. Complete all work within 3 working days or as specified in the order. |  | SM | 1500 | 0
J751 |  | Multi-story Roof Gutter Cleaning | Provide labor, management, supervision, tools, material and equipment to clean all roof gutters on a multi-story facility roof including downspouts and any underground drainage systems at the designated location(s). Work includes realigning and resecuring of gutters and downspouts where loose, sealing where leaking, and repair or replacement where damaged or missing. Complete all work within 3 working days or as specified in the order. |  | MR | 1500 | 0
J752 |  | Interior Painting | Provide labor, management, supervision, tools, material and equipment to paint interior surfaces of facilities using washable interior latex paint having a flat, semi-gloss or gloss finish and color as specified in the task order. Work includes surface preparation, priming and application of 2 finish coats of paint. All products shall be lead-free, odorless, nontoxic, and compatible with surfaces where being used. Complete all work within 3 working days or as specified in the order. |  | SM | 1000 | 0
J753 |  | Exterior Painting | Provide labor, management, supervision, tools, material and equipment to paint exterior surfaces of facilities using acrylic resin exterior type paint with and without quartz having a flat, semi-gloss or gloss finish and color as specified in the task order. Work includes surface preparation, priming and application of 2 roller applied finish coats of paint. All products shall be lead-free, odorless, nontoxic, and compatible with surfaces where being used. Complete all work within 3 working days or as specified in the order. |  | SM | 1000 | 0
J754 |  | Septic Tank Sludge Removal | Provide labor, management, supervision, tools, material and equipment to remove, weight and dispose of sludge from septic tanks at the designated location(s). Work includes pumping, removal of sludge, disposal of sludge and all transportation and disposal costs. Minimum quantity 500Kg. Sewage pipe cleaning not included. Complete all work within 3 working days or as specified in the order. |  | KG | 9750 | 0
J755 |  | Magnetic Key Card Locking Mechanism Replacement | Provide labor, management, supervision, tools, material and equipment to replace magnetic key card locksets in doors per technical specification 1502000, Section C. Complete all work within 1 working days or as specified in the order. |  | EA | 5 | 0
J756 |  | Portable Toilet Cabin | Provide labor, management, supervision, tools, material and equipment required to provide, deliver, clean and service portable toilet cabin(s) to specified location(s). Unit price per day/per toilet. General characteristics of the toilet cabins shall be as follows: Chemical operating WC; Thermosetting plastic composition white walls; Anti-skid plastic composition footboard; Sling hook for crane; Air grids and locks; Male/female external selector; Soap and toilet paper dispensers; Cleaning brush; Pedal flush; Pedal sink faucet; Mirror, Anti-vandalism door. Autonomy: approx. 250 uses. The Contractor shall clean and service portable toilet cabin(s) once per day as specified in the order to ensure all surfaces are cleaned, disinfected and deodorized, supplies are restocked, waste is removed and disposed of, and chemical are provided. The Contractor shall dispose of waste resulting from the use of portable toilet cabin(s) in accordance with all applicable Italian regulations. Portable toilet cabin(s) shall be removed within 1 working day past requirement termination. Delivery shall be completed within 2 calendar days or as specified in the order. Cost is based on a minimum 3 calendar days per unit (unit cost shall be per calendar day). |  | EA | 13 | 0
J757 |  | Bathroom Fixtures Replacement - Soap Dispenser | Provide labor, management, supervision, tools, material and equipment to supply and install new stainless steel soap dispenser. Provide customer with standard pre-approved fixture cut-sheets prior to installation for review. Complete all work within 3 working days or as specified in the order. |  | EA | 19 | 0
J758 |  | Bathroom Fixtures Replacement - Paper Towel Dispenser | Provide labor, management, supervision, tools, material and equipment to supply and install new stainless steel paper towel dispenser. Provide customer with standard pre-approved fixture cut-sheets prior to installation for review. Complete all work within 3 working days or as specified in the order. |  | EA | 19 | 0
J759 |  | Bathroom Fixtures Replacement - Toilet Paper Dispenser | Provide labor, management, supervision, tools, material and equipment to supply and install new stainless steel toilet paper dispenser. Provide customer with standard pre-approved fixture cut-sheets prior to installation for review. Complete all work within 3 working days or as specified in the order. |  | EA | 19 | 0
J760 |  | Leak Detection Services | Provide labor, management, supervision, tools, material and equipment to perform acoustic or other types of testing to find leaks and other subsurface utilities up to 100 linear meters. Contractor shall submit results of testing in duplicate hard copy format consistent with accepted standards and practices indicating locations o potential leaks. Complete all work within 2 working days or as specified in the order. |  | EA | 7 | 0
J761 |  | Video Inspection | Provide labor, management, supervision, tools, material and equipment required to perform video inspection of pipes and other confined spaces with video equipment up to 100 linear meters. Provide inspections results on DVD for government review and approval in duplicate prior to finalizing payment. Complete all work within 2 working days or as specified in the order. |  | EA | 7 | 0
J762 |  | Manlift Rental with Operator | Provide labor, management, supervision, tools, material and equipment required to rent manlift including operator per day. Manlift boom length shall be up to 35 meters. Contractor shall submit site-specific fall protection plan and provide daily safety and operational brief for personnel. This item is restricted to Public Works Department ordering. Complete all work within 2 working days or as specified in the order. |  | DA | 18 | 0
J763 |  | Hangar High Bay LED Lighting Fixture Replacement | Provide labor, management, supervision, tools, material and equipemnt required to replace 10-15 meters high hangar lighting. This requirment includes the use of appropriate equipment like scissor lift, scaffolding, or bucket truck (must be able to reach between 10 and 15 meters high depending on the hangar location). The Contractor shall follow all safety procedures for working at heights, such as using harnesses and ensuring proper fall protection is in place. Lights are up to 2500lumen, 400W each (230V/110V depending on the location). The Contractor shall replace entire lighting fixtures IAW manufacturers’ recommended procedures and OEM standards. Complete all work within 2 working days or as specified in the order. |  | EA | 25 | 0
J764 |  | Roads and Parking Lots Maintenance - Asphalt | Provide labor, management, supervision, tools, material and equipemnt required to road and parking lots maintenance and reparis, to include repair of of potholes on asphal roads. Tasks include but are not limited to: i. Preparation: a. - Identify and Mark: Locate the pothole and mark the area to be repaired, usually extending slightly beyond the damaged area. b. Remove Debris: - Clear the pothole of loose material, water, and any debris that might hinder the repair. c. Cut and Excavate: If necessary, cut the edges of the pothole to create a square or rectangular shape and remove damaged pavement to reach a stable base. d. Trim and Compact Base: Ensure the base of the pothole is trimmed and compacted for proper support. ii. Application: a. Tack Coat: Apply a bonding agent (tack coat) to the edges of the excavation to ensure a strong bond between the existing pavement and the new patching material. b. Fill with Patching Material: Backfill the pothole with appropriate patching material, which could be hot mix asphalt or a heated cold mix. iii. Compaction: Compact the patching material thoroughly using a roller, plate compactor, or other suitable equipment. iv. Finishing: a. Seal Joints: Seal the edges of the patch to prevent water infiltration. b. Clean Up: Remove any excess material or debris from the repaired area. c. Restriping: Where needed, restripe horizontal markings (road limits, stop signs and/or pedestrian crossing lines and similar). Complete all work within 5 working days or as specified in the order. |  | SM | 750 | 0
J765 |  | Roads and Parking Lots Maintenance | Provide labor, management, supervision, tools, material and equipemnt required to road and parking lots maintenance and reparis, to include repair of of potholes, bumps and erosion on dirt road. Tasks include but are not limited to: i. Grading: Level the road surface, removing ruts and wash boarding, and reshaping the road crown ii. Pothole Patching: Backfill potholes with approved material for the area involved iii Drainage Maintenance: Clearing ditches and culverts to ensure water can flow freely away from the road surface iv. Shoulder Maintenance: Provide a stable edge to the road and ensure proper drainage Complete all work within 5 working days or as specified in the order. |  | SM | 1250 | 0
J766 |  | Pressure Washing Service - Dirt Road | Provide labor, management, supervision, tools, materials, and equipment required to perform pressure washing of asphalt and concrete roads, parking areas, sidewalks, exterior stairs, and exterior walls at designated locations. This includes the removal of debris, dirt, grime, oil, grease, moss, algae, mildew, and other surface contaminants. Surfaces shall be pre-treated as necessary to ensure effective cleaning while preventing damage." This may require work after normal working hours to prevent disruption to operations. Complete all work within 3 working days or as specified in the order. |  | SM | 1000 | 0
J767-J779 | Reserved
| 1503010 |  | Custodial
J780 |  | Vacuum Carpets and Rugs | Provide labor, management, supervision, tools, material, and equipment required to vacuum carpets and rugs to ensure they are clean. Complete all work within 3 working days or as specified in the order. |  | SM | 250 | 0
J781 |  | Carpet and Rug Deep Cleaning | Provide labor, management, supervision, tools, material, and equipment required to carpet and rug deep cleaning. The Contractor shall deep clean carpets and rugs to ensure that floors are clean and sightly. Acceptable methods for deep cleaning include shampooing, chemical extraction, steam cleaning, and other similar deep cleaning processes. Complete all work within 3 working days or as specified in the order. |  | SM | 250 | 0
J782 |  | Machine Scrub Floors | Provide labor, management, supervision, tools, material, and equipment required to machine scrub floors. Floor surfaces, including joints and corners, are clean and sightly, without embedded dirt, cleaning solution, film debris, stains, marks, wads of gum, tar and similar substances. Complete all work within 3 working days or as specified in the order. |  | SM | 500 | 0
J783 |  | Damp Mop Floors | Provide labor, management, supervision, tools, material, and equipment required to damp mop floors. Kitchen and restroom floors shall be sanitized. This service includes the floors to be swept prior to wet-mopping. Complete all work within 3 working days or as specified in the order. |  | SM | 500 | 0
J784 |  | Low Area Cleaning | Provide labor, management, supervision, tools, material, and equipment required to clean low areas. All dust and debris shall be removed. Low area cleaning includes all furniture and fixtures (e.g., doors, partitions, radiators, equipment, hand railings in stairways, grills, ledges, sills, walls, doors, light fixtures, chalk and dry boards and trays, miscellaneous hardware and bright metal work, and similar dust catching surfaces) to a maximum height of 2.1 meters above floor level. Complete all work within 3 working days or as specified in the order. |  | SM | 500 | 0
J785 |  | High Area Cleaning | Provide labor, management, supervision, tools, material, and equipment required to clean high areas. High area cleaning includes all areas that are vertical and horizontal above 2.1 meters and can exceed 4 meters from floor level. Cleaning may be performed with extension tools or step ladders. All dust and debris shall be removed. Surfaces below the work shall be protected from dust and debris. Complete all work within 3 working days or as specified in the order. |  | SM | 500 | 0
J786 |  | Interior Window Cleaning | Provide labor, management, supervision, tools, material, and equipment required to clean interior window surfaces and adjacent areas to ensure that surfaces are clean. The Contractor's cleaning techniques and products shall protect the integrity of the glass surface and finish and adjacent areas. Complete all work within 3 working days or as specified in the order. |  | SM | 500 | 0
J787 |  | Exterior Ground Floor Window Cleaning | Provide labor, management, supervision, tools, material, and equipment required to clean exterior window surfaces and adjacent areas to ensure that surfaces are clean. The Contractor's cleaning techniques and products shall protect the integrity of the glass surface and finish and adjacent areas. Complete all work within 3 working days or as specified in the order. |  | SM | 250 | 0
J788 |  | Exterior Elevated Floor Window Cleaning | Provide labor, management, supervision, tools, material, and equipment required to clean exterior window surfaces above ground floors and adjacent areas to ensure that surfaces are clean. The Contractor's cleaning techniques and products shall protect the integrity of the glass surface and finish and adjacent areas. Complete all work within 3 working days or as specified in the order. |  | SM | 250 | 0
J789 |  | Window Blinds Cleaning | Provide labor, management, supervision, tools, material, and equipment required to remove, clean, and rehang window blinds. Complete all work within 3 working days or as specified in the order. |  | SM | 250 | 0
J790 |  | Glass Surface Cleaning | Provide labor, management, supervision, tools, material, and equipment required to clean glass surfaces. The Contract shall ensure that glass surfaces are sightly and free of all dirt and provide a clear, streak-, smudge- and mark-free appearance regardless of height. Glass surfaces include but are not limited to interior doors, (including associated transoms and sidelights). Complete all work within 3 working days or as specified in the order. |  | SM | 125 | 0
J791 |  | Restroom Cleaning and Servicing | Provide labor, management, supervision, tools, material, and equipment required to clean and servicing restrooms. All restroom surfaces are cleaned, sanitized and deodorized. Restroom supplies are completely restocked and all dispensers are in working condition. After work is completed, restrooms are clean, sanitary and sightly. Complete all work within 1 working days or as specified in the order. |  | SM | 250 | 0
J792 |  | Perimeter Area Cleaning | Provide labor, management, supervision, tools, material, and equipment required to debris removal. The Contractor shall police the area and remove all trash and debris. Area shall be free of all trash and debris and waste containers shall be emptied. This service may be ordered for the interior or exterior of buildings. Complete all work within 3 working days or as specified in the order. |  | SM | 500 | 0
J793 |  | Stripping and Refinishing | Provide labor, management, supervision, tools, material, and equipment required to stripping and refinishing floors at designated location(s). Complete all work within 3 working days or as specified in the order. |  | SM | 1500 | 0
J794 |  | Cigarette Urn Cleaning | Provide labor, management, supervision, tools, material, and equipment required to remove and disposal of cigarettes waste, clean urn and refill with sand as required. Complete all work within 1 working days or as specified in the order. |  | EA | 50 | 0
J795 |  | Shower Revitalization | Provide labor, management, supervision, tools, material, and equipment required to deep clean floor and wall tiles and showers, clean caulk, re-grout and seal to restore wall and floor surfaces. It includes replacing shower liners and rings. Complete all work within 1 working days or as specified in the order. |  | EA | 25 | 0
J796 |  | Additional Custodial Services | Provide labor, management, supervision, tools, material and equipment to custodial services. Custodial work includes but is not limited to: emptying waste containers, low dusting, water fountains cleaning, sweeping/dust mopping, vacuum carpets and rugs, walk-off mats cleaning, damp mopping, restroom cleaning and restocking. Work shall be started within 2 hours after notification and may continue beyond government regular working hours with no price adjustments. Complete all work within 2 working days or as specified in the order. |  | HR | 120 | 0
J797 |  | Recreation Area / Furniture / Equipment Cleaning | Provide labor, management, supervision, tools, material, and equipment required to clean recreation areas, furniture and equipment. Areas to be serviced include courtyards for Buildings 170, 623, north canopy to Building 545 and west side of Building 318. - Bldg. 170: Courtyard measures approx. 590 sm (from Exit Door of Lobby Area to the end of Bldg. 170). There are six (6) rectangle tables, four (4) round tables, and seven (7) umbrellas. Courtyard, tables and umbrellas shall be pressure washed and cleaned with the use of appropriate detergent from bird droppings and all types of dirt. - Bldg. 623: Courtyard measures approx. 1200 sm (from Exit Door of Lobby Area to the end of Bldg. 623). There are two (2) rectangle tables, 11 round tables, and five (5) large umbrellas, seven (7) small umbrellas, and nine (9) benches. Courtyard, tables, umbrellas and benches shall be pressure washed and cleaned with the use of appropriate detergent from bird droppings and all types of dirt. Estimated annual cleaning events: six (6). Complete all work within 2 working days or as specified in the order. |  | EA | 3 | 0
J798-J809 | Reserved
| 1503020 |  | Pest Control
J810 |  | Adult Mosquito Surveillance | Provide labor, management, supervision, tools, material, and equipment required to conduct surveillance for adult mosquitos using light trap(s) and deliver catches to Naval Hospital Sigonella Preventive Medicine within 2 working days following receipt of the task order. Complete work within time periods specified in J-1503020. |  | EA | 8 | 0
J811 |  | Adult Mosquito Control | Provide labor, management, supervision, tools, material, and equipment required to apply a mosquito adulticide (ULV formulation) at the designated location(s) within time period of 24 hours to respond. Pest control services for adult mosquitoes shall be performed in the early morning hours (between 3am-6am). The Contractor shall nebulize and spray approved pesticide utilizing fog-generating equipment as requested in the order. Complete work within time periods specified in J-1503020. |  | KM | 8 | 0
J812 |  | Larval Mosquito Surveillance | Provide labor, management, supervision, tools, material, and equipment required to conduct surveillance of designated mosquito breeding sites for immature mosquitoes (eggs, larvae, and pupae). Time Period to Respond: within 2 working days. Complete work within time periods specified in J-1503020. |  | EA | 8 | 0
J813 |  | Larval and Pupal Mosquito Control | Provide labor, management, supervision, tools, material, and equipment required to control larval and pupal mosquitoes in designated area(s) and time periods to control within time period of 1 working day to respond. Complete work within time periods specified in J-1503020. |  | EA | 8 | 0
J814 |  | Nuisance Pest Control | Provide labor, management, supervision, tools, material, and equipment required to conduct surveillance and control ants, cockroaches, silverfish, centipedes, millipedes, beetles, fleas, spiders, and/or stored product pests at the designated location(s) per the applicable General Requirements and Performance Standards (Nuisance Pest Requirements) within time period of 3 working days to respond, 7 working days to obtain control, and 30 days to maintain control. |  | EA | 35 | 0
J815 |  | Disease Vector and Health Pest Control | Provide labor, management, supervision, tools, material, and equipment required to conduct surveillance and control bed bugs, bees, wasps, hornets, and other stinging arthropods, filth flies, and/or ticks at the designated location(s) per the applicable General Requirements and Performance Standards (Disease Vector and Health Pest Requirements) within time period of 1 working day to respond. |  | EA | 15 | 0
J816 |  | Vertebrate Pest Control | Provide labor, management, supervision, tools, material, and equipment required to conduct surveillance and control commensal rodents, pest birds, feral dogs and cats, and snakes in and around designated location(s) per the applicable General Requirements and Performance Standards (Vertebrate Pest Requirements) within time period of 24 hours to respond, and time periods to obtain and maintain control as specified in Pest Control Section J. |  | EA | 88 | 0
J817 |  | Termite and Other Wood Destroying Organisms Survey | Provide labor and materials to conduct surveillance in a facility for all termites species and other wood destroying organisms including fungal rots, carpenter ants, and wood boring beetles within following time periods to respond: within 4 hours after receipt of the order if reported as a swarm, otherwise, 5 working days. Complete work within time periods specified in J-1503020. |  | EA | 25 | 0
J818 |  | Termite Control | Provide labor, management, supervision, tools, material, and equipment required to control infestations of subterranean termites per J-1503020 (Termite Control Specifications) within time period of 5 working days after receipt of the task order to respond. Complete work within time periods specified in J-1503020. |  | SM | 150 | 0
J819 |  | Weed Control (Herbicide Treatment) | Provide labor, management, supervision, tools, material, and equipment required to perform selective herbicide treatment to the location(s) indicated on the order. Selective herbicide shall be handled and applied as indicated by the manufacturer printed directions/instructions. Herbicide products shall be registered at the Italian/Regional Ministry of Agriculture; shall be usable at locations normally frequented by persons / pets. Herbicide shall destroy only the infesting weeds without harming/damaging the surrounding ornamental vegetation (such as lawn, ornamental plants, etc.). All warning signs indicating herbicide application/contamination to limit/restrict utilization of the application areas shall be used and enforced for the decay period of the herbicide being used. Herbicide shall not be used when the environment conditions conflict with manufacturers printed directions. Herbicide products shall be submitted to the KO for approval prior their use. Use of not approved herbicide is prohibited. Time Period to Respond: 7 working days. |  | SM | 1750 | 0
J820 |  | Vertebrate Carcass Removal (up to 1 Kg) | Provide labor, management, supervision, tools, material, and equipment required to remove vertebrate carcass up to 1 Kg such as birds, cats, rats and similar size. Complete work within 1 working day or as specified in the order. |  | EA | 10 | 0
J821 |  | Vertebrate Carcass Removal (more than up to 5 Kg) | Provide labor, management, supervision, tools, material, and equipment required to remove vertebrate carcass from 1 Kg up to 5 Kg such as birds, cats, rats and similar size. Complete work within 1 working day or as specified in the order. |  | EA | 10 | 0
J822 |  | Stray and Feral Cats Management (live cats) | Provide labor, management, supervision, tools, material, equipment and coordination of efforts with local authorities (ASL) for the proper management of stray and feral cats. The Contractor shall place traps and/or outline area with portable fences/nets in locations as specified by the order. The Contractor shall check traps/fences/nets no less than every 12 hours or more often to ensure cat welfare depending on weather conditions (high heat, rain, cold, etc.). Traps/fences/nets shall be disabled during weekends, holidays and daily at close of business, and reopened at the beginning of the next working day. The Contractor shall monitor traps/fences/nets for 20 working days. Traps/fences/nets shall be re-baited and cleaned daily and maintained in proper working condition while in use. Upon capture of cat, the Contractor shall first scan the cat for ownership (i.e. microchip). United States registered cats shall be kept on base, the KO will be notified with scanned ownership data, and NSA Naples will reunite these U.S. registered animals with their registered owners. If cat ownership is determined to be Italian resident, the animal will be turned over to ASL for reuniting with the registered owner. If ownership cannot be determined (non-microchipped cat), the Contractor shall humanely transfer the cat to the local competent authority for examination, sterilization and return to original pickup location as per Italian law. At all times, the Contractor shall perform stray and feral cats management in full compliance with any applicable Navy policies and Italian laws, norms, decrees, and regulations in force at the time this service is ordered. Law compliance shall include but it not limited to: T.U.LL.SS. 1265/1934; R.P.V. – DPR 320/54; Legge 281/91 e recipient regional; Accordo Stato Regioni strutture veterinarie 2002; Accordo Stato Regioni benessere pet 2003; Legge 189/04; Decisione CE 998/04; O.M. 6.8.08 – O.M. 24.12.04 – O.M. 3.3.09. The Contractor shall feed and humanely handle and care for the cat from the moment of capture to the moment of release. No mistreatment of cats shall be tolerated at any time. Any pertinent documentation (i.e. ASL Intervention Report) shall be provided to the KO by close of business. Time Period to Respond: within 1 working day following receipt of the order. |  | EA | 8 | 0
J823-J829 | Reserved
| 1503030 |  | Integrated Solid Waste Management (ISWM)
J830 |  | Bulky Waste Removal and Disposal | Provide labor, management, supervision, tools, material, and equipment required to perform integrated solid waste management services. The Contractor shall removed and dispose bulky waste at the designed location(s). Bulky waste include appliances such as refrigerators, stoves, dishwashers, washers, driers, and electronic items such as monitors, computers, televisions, printers, and similar. Bulky waste shall be transported, disposed or recycled in accordance with applicable Italian/Municipal laws and regulations. Complete all work within 3 working days. Submit documentation supporting disposal/recycling within five working days. |  | CZ | 5 | 0
J831 |  | Solid Waste Removal and Disposal - Provide Commercial Container - 10 Cubic Meters | Provide labor, management, supervision, tools, material, and equipment required to perform integrated solid waste management services. The Contractor shall provide and deliver 10-cubic meter container(s) at location(s) identified in the order and dispose of the entire contents of solid waste. Waste shall be transported, disposed or recycled in accordance with applicable Italian/Municipal laws and regulations. Containers(s) shall be removed within 1 working day past requirement termination. Container(s) delivery shall be completed within 2 working days. The order will include the delivery date, location and duration. |  | EA | 3 | 0
J832 |  | Solid Waste Removal and Disposal - Provide Commercial Container - 20 Cubic Meters | Provide labor, management, supervision, tools, material, and equipment required to perform integrated solid waste management services. The Contractor shall provide and deliver 20-cubic meter container(s) at location(s) identified in the order and dispose of the entire contents of solid waste. Waste shall be transported, disposed or recycled in accordance with applicable Italian/Municipal laws and regulations. Containers(s) shall be removed within 1 working day past requirement termination. Container(s) delivery shall be completed within 2 working days. The order will include the delivery date, location and duration. |  | EA | 3 | 0
J833 |  | Mixed Construction Material Waste Removal and Disposal - Provide Commercial Container - 10 Cubic Meters | Provide labor, management, supervision, tools, material, and equipment required to perform integrated solid waste management services. The Contractor shall provide and deliver 10-cubic meter container(s) at location(s) identified in the order and dispose of mixed construction material waste. Mixed construction material waste shall be transported, disposed or recycled in accordance with applicable Italian/Municipal laws and regulations. Containers(s) shall be removed within 1 working day past requirement termination. Container(s) delivery shall be completed within 2 working days. The order will include the delivery date, location and duration. |  | EA | 5 | 0
J834 |  | Mixed Construction Material Waste Removal and Disposal - Provide Commercial Containers - 20 Cubic Meters | Provide labor, management, supervision, tools, material, and equipment required to perform integrated solid waste management services. The Contractor shall provide and deliver 20-cubic meter container(s) at location(s) identified in the order and dispose of mixed construction material waste. Mixed construction material waste shall be transported, disposed or recycled in accordance with applicable Italian/Municipal laws and regulations. Containers(s) shall be removed within 1 working day past requirement termination. Container(s) delivery shall be completed within 2 working days. The order will include the delivery date, location and duration. |  | EA | 3 | 0
J835 |  | Grass Cutting/Vegetation Removal and Disposal - Provide Commercial Container - 10 Cubic Meters | Provide labor, management, supervision, tools, material, and equipment required to perform integrated solid waste management services. The Contractor shall provide and deliver 10-cubic meter container(s) at location(s) identified in the order and dispose of grass cutting/vegetation waste. Grass cutting/vegetation waste shall be transported, disposed or recycled in accordance with applicable Italian/Municipal laws and regulations. Containers(s) shall be removed within 1 working day past requirement termination. Container(s) delivery shall be completed within 2 working days. The order will include the delivery date, location and duration. |  | EA | 3 | 0
J836 |  | Grass Cutting/Vegetation Removal and Disposal - Provide Commercial Container - 20 Cubic Meters | Provide labor, management, supervision, tools, material, and equipment required to perform integrated solid waste management services. The Contractor shall provide and deliver 20-cubic meter container(s) at location(s) identified in the order and dispose of grass cutting/vegetation waste. Grass cutting/vegetation waste shall be transported, disposed or recycled in accordance with applicable Italian/Municipal laws and regulations. Containers(s) shall be removed within 1 working day past requirement termination. Container(s) delivery shall be completed within 2 working days. The order will include the delivery date, location and duration. |  | EA | 3 | 0
J837 |  | Hard Plastic Removal and Disposal - Provide Commercial Container - 10 Cubic Meters | Provide labor, management, supervision, tools, material, and equipment required to perform integrated solid waste management services. The Contractor shall provide and deliver 10-cubic meter container(s) at location(s) identified in the order and dispose of hard plastic waste generated by construction/demolition activities such as waster pipes, electrical conduit and similar. Hard plastic waste shall be transported, disposed or recycled in accordance with applicable Italian/Municipal laws and regulations. Containers(s) shall be removed within 1 working day past requirement termination. Container(s) delivery shall be completed within 2 working days. The order will include the delivery date, location and duration. |  | EA | 3 | 0
J838 |  | Hard Plastic Removal and Disposal - Provide Commercial Container - 20 Cubic Meters | Provide labor, management, supervision, tools, material, and equipment required to perform integrated solid waste management services. The Contractor shall provide and deliver 20-cubic meter container(s) at location(s) identified in the order and dispose of hard plastic waste generated by construction/demolition activities such as waster pipes, electrical conduit and similar. Hard plastic waste shall be transported, disposed or recycled in accordance with applicable Italian/Municipal laws and regulations. Containers(s) shall be removed within 1 working day past requirement termination. Container(s) delivery shall be completed within 2 working days. The order will include the delivery date, location and duration. |  | EA | 3 | 0
J839 |  | Insulation Material Waste Removal and Disposal - Provide Commercial Container - 10 Cubic Meters | Provide labor, management, supervision, tools, material, and equipment required to perform integrated solid waste management services. The Contractor shall provide and deliver 10-cubic meter container(s) at location(s) identified in the order and dispose of insulation material waste. Insulation material waste shall be transported, disposed or recycled in accordance with applicable Italian/Municipal laws and regulations. Containers(s) shall be removed within 1 working day past requirement termination. Container(s) delivery shall be completed within 2 working days. The order will include the delivery date, location and duration. |  | EA | 3 | 0
J840 |  | Insulation Material Waste Removal and Disposal - Provide Commercial Container - 20 Cubic Meters | Provide labor, management, supervision, tools, material, and equipment required to perform integrated solid waste management services. The Contractor shall provide and deliver 20-cubic meter container(s) at location(s) identified in the order and dispose of insulation material waste. Insulation material waste shall be transported, disposed or recycled in accordance with applicable Italian/Municipal laws and regulations. Containers(s) shall be removed within 1 working day past requirement termination. Container(s) delivery shall be completed within 2 working days. The order will include the delivery date, location and duration. |  | EA | 3 | 0
J841 |  | Filtering Material Waste Removal and Disposal - Provide Commercial Container - 10 Cubic Meters | Provide labor, management, supervision, tools, material, and equipment required to perform integrated solid waste management services. The Contractor shall provide and deliver 10-cubic meter container(s) at location(s) identified in the order and dispose of filtering material waste. Filtering material waste shall be transported, disposed or recycled in accordance with applicable Italian/Municipal laws and regulations. Containers(s) shall be removed within 1 working day past requirement termination. Container(s) delivery shall be completed within 2 working days. The order will include the delivery date, location and duration. |  | EA | 3 | 0
J842 |  | Filtering Material Waste Removal and Disposal - Provide Commercial Container - 20 Cubic Meters | Provide labor, management, supervision, tools, material, and equipment required to perform integrated solid waste management services. The Contractor shall provide and deliver 20-cubic meter container(s) at location(s) identified in the order and dispose of filtering material waste. Filtering material waste shall be transported, disposed or recycled in accordance with applicable Italian/Municipal laws and regulations. Containers(s) shall be removed within 1 working day past requirement termination. Container(s) delivery shall be completed within 2 working days. The order will include the delivery date, location and duration. |  | EA | 3 | 0
J843 |  | Resin Filters Disposal (from reverse osmosis or similar processes) | Provide labor, management, supervision, tools, material, and equipment required to dispose of resin filters from reverse osmosis or similar processes. Resin filters shall be transported, disposed or recycled in accordance with applicable Italian/Municipal laws and regulations. Complete all work within 3 working days. Submit documentation supporting disposal/recycling within five working days. |  | EA | 3 | 0
J844 |  | Spoiled food Removal and Disposal - Food contained in can, plastic, tetra pack containers | Provide labor, management, supervision, tools, material, and equipment required to perform integrated solid waste management services. The Contractor shall removed and dispose spoiled food to include food contained in can, plastic, tetra pack containers at the designed location(s). Spoiled food waste shall be transported, disposed or recycled in accordance with applicable Italian/Municipal laws and regulations. Complete all work within 3 working days. Submit documentation supporting disposal/recycling within five working days. |  | EA | 3 | 0
J845 |  | Spoiled food Removal and Disposal - Meat and Dairy Products | Provide labor, management, supervision, tools, material, and equipment required to perform integrated solid waste management services. The Contractor shall removed and dispose spoiled food to include meat and dairy products at the designed location(s). Spoiled food waste shall be transported, disposed or recycled in accordance with applicable Italian/Municipal laws and regulations. Complete all work within 3 working days. Submit documentation supporting disposal/recycling within five working days. |  | EA | 3 | 0
J846 |  | Exterior Collection Point "Topsy 2000" | Provide labor, management, supervision, tools, material, and equipment required to provide and install new exterior collection point, "Topsy 2000", which consists of 4 "Topsy" containers, pole, panel, and cigarette plate. Respond within 2 working day from receipt of order. Container(s) delivery shall be completed within 30 calendar days. (**This item is available only to customers of the BOSC Custodial or Grounds Recurring Work) |  | EA | 3 | 0
J847 |  | Garage Collection Point "Gemini" | Provide labor, management, supervision, tools, material, and equipment required to provide and install new garage collection point, "Gemini", which consists of 2 "Gemini" containers and information stickers. Respond within 2 working day from receipt of order. Container(s) delivery shall be completed within 30 calendar days. (**This item is available only to customers of the BOSC Custodial or Grounds Recurring Work) |  | EA | 3 | 0
J848 |  | Food Court Collection Point "Nexus 200" | Provide labor, management, supervision, tools, material, and equipment required to provide and install new food court collection point, "Nexus 200", which consists of 1 "Nexus 200" container and information stickers. Respond within 2 working day from receipt of order. Container(s) delivery shall be completed within 30 calendar days. (**This item is available only to customers of the BOSC Custodial or Grounds Recurring Work) |  | EA | 5 | 0
J849 |  | Interior Collection Point "Nexus 100" | Provide labor, management, supervision, tools, material, and equipment required to provide and install new interior collection point, "Nexus 100", which consists of 1 "Nexus 100" with one stream, 1 "Nexus 100" duo for 2 streams, panel, information stickers, locks, and cardboard container for paper. Respond within 2 working day from receipt of order. Container(s) delivery shall be completed within 30 calendar days. (**This item is available only to customers of the BOSC Custodial or Grounds Recurring Work) |  | EA | 3 | 0
J850 |  | Mattress Pickup and Disposals | Provide labor, management, supervision, tools, material, and equipment required to provide mattress(e) pickup and disposal, to include Twin/Single, Queen and King mattress sizes. Mattess(s) shall be transported, disposed or recycled in accordance with applicable Italian/Municipal laws and regulations. The order will include pickup location(s) which may be around the installation inside facilities or exteior beside waste containers. Complete all work within 3 working days or as specified in the order. |  | EA | 10 | 0
J851-J859 | Reserved
| 1503050 |  | Grounds Maintenance and Landscaping
J860 |  | Lawn Mowing and Trimming | Provide labor, management, supervision, tools, material, and equipment required to mow and trim lawns. Grass shall be mowed at a height between 5 and 7 centimeters or as specified in the order. Grass adjacent to fencing, poles, walls, valves, trees, signs, valve boxes and other similar objects shall be trimmed to match the height and appearance of surrounding grass. Prior to mowing or trimming, remove and appropriately dispose of debris that interferes with the mowing or trimming operation. After cutting, grass shall have a uniform height. Grass clippings and trimmings shall be removed from sidewalks and other paved areas the same day the grass is cut and disposed of off the activity. Complete all work within 3 working days or as specified in the order. |  | SM | 5000 | 0
J861 |  | Edging | Provide labor, management, supervision, tools, material, and equipment required to edging. The Contractor shall edge where grass meets any concrete or asphalt surface, where grass abuts planter beds, or wherever needed to maintain a neat grass delineation. Edging shall provide a uniform edged cut 15 mm wide and 30 mm deep, or as specified in the order. All clippings and debris shall be removed the same day work is performed and disposed of off the activity. Complete all work within 3 working days or as specified in the order. |  | LM | 1500 | 0
J862 |  | Field Mowing / Under brushing | Provide labor, management, supervision, tools, material, and equipment required to remove vegetation per Spec Items 3.2.1, 3.2.3 and 3.2.3.1 of Section C. Vegetation shall be mowed to a height of 6 cm or as specified in the order. Complete all work within 3 working days or as specified in the order. |  | SM | 5000 | 0
J863 |  | Debris Removal | Provide labor, management, supervision, tools, material, and equipment required to perform debris removal per Spec Item 3.1.4 of Section C. The Contractor shall remove and properly dispose of natural debris (tree limbs, leaves, dry brush, rodent habitats, dead animals, etc.), and stray man-made trash/debris. All debris collected shall be removed the same day and disposed of off the activity. Complete all work within 3 working days or as specified in the order. |  | SM | 5000 | 0
J864 |  | Shrub and Hedges Maintenance (Stand-alone plants) | Provide labor, management, supervision, tools, material, and equipment required to perform shrub and hedge maintenance per Spec Item 3.1.5 of Section C. The Contractor shall prune shrubs and hedges according to their natural growth characteristics leaving them well shaped and balanced, and to promote proper health and growth. Retain typical growth habit of individual plant with as much height and spread as is practical. The Contractor shall prune shrubs and hedges to ensure there is no interference with pedestrians, vehicular traffic, and building encroachment. All debris resulting from work shall be removed the same day and disposed of off the activity. Complete all work within 3 working days or as specified in the order. |  | EA | 75 | 0
J865 |  | Hedge Pruning (Continuous Hedging) | Provide labor, management, supervision, tools, material, and equipment required to perform shrub and hedge maintenance per Spec Item 3.1.5 of Section C. The Contractor shall prune shrubs and hedges according to their natural growth characteristics leaving them well shaped and balanced, and to promote proper health and growth. Retain typical growth habit of individual plant with as much height and spread as is practical. The Contractor shall prune shrubs and hedges to ensure there is no interference with pedestrians, vehicular traffic, and building encroachment. All debris resulting from work shall be removed the same day and disposed of off the activity. Complete all work within 3 working days or as specified in the order. |  | LM | 1000 | 0
J866 |  | Tree Maintenance (Small - below and including 250 cm) | Provide labor, management, supervision, tools, material, and equipment required to perform tree maintenance per Spec Items 3.1.8 and 3.2.2 of Section C. The Contractor shall provide tree maintenance to ensure tree health and to prevent interference with pedestrian and vehicular traffic, and structure encroachment. Tree maintenance includes fertilization, pruning for health and safety, grass clearance, cleanup, removing dead, damaged or diseased wood, or structurally weak limbs and branches. Remove branches that extend over buildings or power lines, and endanger roofs, windows, or hang within 2,5 meters vertically of sidewalks, parking lots, and driveways. Trees are pruned according to their natural growth characteristics leaving them well shaped and balanced, and to promote proper health and growth. Retain typical growth habit of individual plant with as much height and spread as is practical. Pruning shall be accomplished by or under guidance of a certified arborist. Climbing devices that may cause damage to trees shall not be used. All debris resulting from work shall be removed the same day and disposed of off the activity. Complete all work within 3 working days or as specified in the order. |  | EA | 75 | 0
J867 |  | Tree Maintenance (Large - above 250 cm) | Provide labor, management, supervision, tools, material, and equipment required to perform tree maintenance per Spec Items 3.1.8 and 3.2.2 of Section C. The Contractor shall provide tree maintenance to ensure tree health and to prevent interference with pedestrian and vehicular traffic, and structure encroachment. Tree maintenance includes fertilization, pruning for health and safety, grass clearance, cleanup, removing dead, damaged or diseased wood, or structurally weak limbs and branches. Remove branches that extend over buildings or power lines, and endanger roofs, windows, or hang within 2,5 meters vertically of sidewalks, parking lots, and driveways. Trees are pruned according to their natural growth characteristics leaving them well shaped and balanced, and to promote proper health and growth. Retain typical growth habit of individual plant with as much height and spread as is practical. Pruning shall be accomplished by or under guidance of a certified arborist. Climbing devices that may cause damage to trees shall not be used. All debris resulting from work shall be removed the same day and disposed of off the activity. Complete all work within 3 working days or as specified in the order. |  | EA | 75 | 0
J868 |  | Tree and Stump Removal (Large 46 cm DBH and above) | Provide labor, management, supervision, tools material, and equipment required to remove trees including stumps and roots. Remove stumps to 30 cm below ground level and remove roots to 10 cm below level ground extending to 180 cm from tree. Treat to prevent regrowth. Backfill all excavated holes and replant with the same type of vegetation as surrounding area. Trees are sized by the Diameter at Breast Height (DBH). DBH is measured at 140 cm above ground level. Complete all work within 3 working days or as specified in the order. |  | EA | 13 | 0
J869 |  | Tree and Stump Removal (Medium 15 to 46 cm DBH) | Provide labor, management, supervision, tools material, and equipment required to remove trees including stumps and roots. Remove stumps to 30 cm below ground level and remove roots to 10 cm below ground extending to 180 cm from tree. Treat to prevent regrowth. Backfill all excavated holes and replant with the same type of vegetation as surrounding area. Trees are sized by the Diameter at Breast Height (DBH). DBH is measured at 140 cm above ground level. Complete all work within 3 working days or as specified in the order. |  | EA | 25 | 0
J870 |  | Tree and Stump Removal (Small up to 15 cm DBH) | Provide labor, management, supervision, tools material, and equipment required to remove trees including stumps and roots. Remove stumps to 30 cm below ground level and remove roots to 10 cm below ground extending to 180 cm from tree. Treat to prevent regrowth. Backfill all excavated holes and replant with the same type of vegetation as surrounding area. Trees are sized by the Diameter at Breast Height (DBH). DBH is measured at 140 cm above ground level. Complete all work within 3 working days or as specified in the order. |  | EA | 25 | 0
J871 |  | Shrub and Stump Removal | Provide labor, management, supervision, tools material, and equipment required to remove shrubs including stumps and roots. Remove stumps to 15 cm below ground level and remove all exposed roots. Treat to prevent regrowth. Backfill all excavated holes and replant with the same type of vegetation as surrounding area. Complete all work within 3 working days or as specified in the order. |  | EA | 50 | 0
J872 |  | Shrub Planting (1-gallon = liters 3.78) | Provide labor, management, supervision, tools material, and equipment required to plant new shrubs. All shrubs shall be nursery grown and bear certification indicating species, common name, and grade. Shrubs shall be healthy, living specimens considered number one grade stock. Planting procedures shall be in accordance with accepted nursery standards. The Contractor shall water and provide continuing care to ensure new plants develop properly. Shrubs established shall be of the 1-gallon (liters 3.78) size. Shrubs shall be planted in accordance with accepted horticultural standards, including fertilization, mulching, and watering. Shrub species shall be specified in the order. All plants that die or fail to develop noticeable growth within 1 year of planting shall be replaced by the Contractor with plants of like size and type, at no additional cost to the Government. Complete all work within 3 working days or as specified in the order. |  | EA | 75 | 0
J873 |  | Shrub Planting (5-gallon = liters 19) | Provide labor, management, supervision, tools material, and equipment required to plant new shrubs. All shrubs shall be nursery grown and bear certification indicating species, common name, and grade. Shrubs shall be healthy, living specimens considered number one grade stock. Planting procedures shall be in accordance with accepted nursery standards. The Contractor shall water and provide continuing care to ensure new plants develop properly. Shrubs established shall be of the 5-gallon (liters 19) size. Shrubs shall be planted in accordance with accepted horticultural standards, including fertilization, mulching, and watering. Shrub species shall be specified in the order. All plants that die or fail to develop noticeable growth within 1 year of planting shall be replaced by the Contractor with plants of like size and type, at no additional cost to the Government. Complete all work within 3 working days or as specified in the order. |  | EA | 75 | 0
J874 |  | Bedding/Ornamental Plants (10 cm pot size) | Provide labor, management, supervision, tools material, and equipment required to plant new plants. All plants shall be nursery grown and bear certification indicating species, common name, and grade. Plants shall be healthy, living specimens considered number one grade stock. The Contractor shall water and provide continuing care to ensure new plants develop properly. Planting procedures shall be in accordance with accepted horticultural standards, including fertilization, mulching, and watering. Annuals/perennials species shall be specified in the order. All plants that die or fail to develop noticeable growth within 90 days of planting shall be replaced by the Contractor with plants of like size and type, at no additional cost to the Government. Start work within 3 working days or as specified in the order. |  | EA | 75 | 0
J875 |  | Grassing | Provide labor, management, supervision, tools material, and equipment required to establish and maintain grass for 1 year. Grass variety shall be as specified in the order. Establishment shall include watering and providing other continuing care as necessary to firmly establish new grass growth and ensure proper development. Grassed areas that die or fail to develop noticeable growth for a period of one year after seeding shall be re-grassed by the Contractor at no additional cost to the Government. Complete all work within 3 working days or as specified in the order. |  | SM | 2500 | 0
J876 |  | Sodding | Provide labor, management, supervision, tools material, and equipment required to sod. Sod shall be of species as specified in the order and shall be dense, uniform, weed free and have good strength and min thatch. Sod shall be laid on properly prepared topsoil, joint staggered and butted together. On slopes sod shall be installed in a way that prevents slippage. Sod installed shall be smooth and uniform in appearance. Contractor shall water and provide continued care to firmly establish new grass growth and development. Areas that die/fail to develop within 90 days after sodding shall be replaced by the Contractor at no additional cost. Complete all work within 3 working days or as specified in the order. |  | SM | 875 | 0
J877 |  | Fertilize | Provide labor, management, supervision, tools material, and equipment required to fertilize per Spec Items 3 and 3.1 of Section C. Vegetation shall be fertilized in a manner that promotes health, growth, color, and appearance. Fertilizing applies to all vegetation existing in the areas specified on the order. Fertilizer shall be applied in accordance with the manufacturer's printed instructions. Organic fertilizer shall be used as the standard. The Contractor shall comply with the Pest Management Plan (PMP). Complete all work within 3 working days or as specified in the order. |  | SM | 3000 | 0
J878 |  | Gravel (1.5 - 3.0 cm diam.) | Provide labor, management, supervision, tools material, and equipment required to gravel. The Contractor shall place white/dark gravel where indicated by the KO. The cost includes contractor's provided heavy duty polyethylene film to be placed above grounds area to be covered with gravel. The thickness of the gravel layer shall be from 8 to 15 cm as directed by the KO. Layer shall be uniformly spread and leveled. No spread elsewhere is allowed. The Contractor shall remove all gravel spilled or spread elsewhere from the designated areas. Complete all work within 3 working days or as specified in the order. |  | CZ | 225 | 0
J879 |  | Weed, Vegetation, Rocks and Other Debris Removal | Provide labor, management, supervision, tools material, and equipment required to remove weed, vegetation, rocks and other debris. The contractor shall eradicate and removed all weeds, unsightly vegetation, sprouts, vines, lawns, grasses, clovers, dead vegetation, etc. from underneath and within cactus type plants, ornamental plants, flower vases, planter boxes, flower beds, pots, gravel covered areas, ornamental rocks areas, and similar. The Contractor shall replaced all soil removed to maintain smooth appearance. Complete all work within 3 working days or as specified in the order. |  | SM | 6000 | 0
J880-J889 | Reserved
| 1503060 |  | Pavement Clearance
J890 |  | Pavement Clearance | Provide labor, management, supervision, tools, material, and equipment required to perform pavement clearance. The Contractor shall sweep roads and other paved surfaces to remove volcanic ash and all other debris, and to ensure they are clear, improve the appearance and safety of paved surfaces, reduce maintenance costs by keeping the drainage systems clean and reduce pollutants entering the storm drain system. Areas include roads, parking areas, sidewalks, walkways, porch areas, entrance/canopy areas, external stairs/steps, recreational areas, bleachers, running track, and other similar areas. Contractor shall receive clearance from airfield ops prior to operations for airfield pavement. Contractor shall comply with FAA and DoD requirements to sweep around aircraft on ramp areas. Contractor shall coordinate with Air Ops for FOD walk downs before sweeping. Complete all work within 3 working days or as specified in the order. (Minimum Order: 10,000 square meters) |  | SM | 400000 | 0
J891 |  | Pavement Clearance - Residential Family Housing | Provide labor, management, supervision, tools, material, and equipment required to perform pavement clearance in residential family housing areas per attachment J-1503060-03. The Contractor shall provide pavement sweeping to remove volcanic ash deposits and all other debris, improve the appearance of paved areas, improve the safety of paved areas, reduce maintenance costs by keeping the drainage systems clean and, reduce pollutants entering the storm drain system. Areas include roads, parking areas, sidewalks, walkways, porch areas, entrance/canopy areas, external stairs/steps, and other similar areas. Complete all work within 3 working days or as specified in the order. (Minimum Order: 2,000 square meters) |  | SM | 6500 | 0
J892-J897 | Reserved
| 1700000 |  | Transportation
J898 |  | Unscheduled Charter Shuttle Bus Service / 19-Passenger Bus | Provide labor, management, supervision, tools, material, and equipment required to provide unscheduled shuttle bus services in accordance with schedules provided by the Contracting Officer. Distance in kilometers shall not exceed an average of 65 kilometers for each hour ordered. Service will be ordered at least 6 hours in advance. Buses shall have a minimum capacity of 19 passengers plus driver. Unit price includes all costs such as, but not limited to, charter bus, driver, and fuel. The exact location and start time will be specified with the order. Respond within 1 working day from receipt of order. |  | HR | 23 | 0
J899 |  | Unscheduled Charter Shuttle Bus Service / 55-Passenger Bus | Provide labor, management, supervision, tools, material, and equipment required to provide unscheduled shuttle bus services in accordance with schedules provided by the Contracting Officer. Distance in kilometers shall not exceed an average of 65 kilometers for each hour ordered. Service will be ordered at least 6 hours in advance. Buses shall have a minimum capacity of 55 passengers plus driver. Unit price includes all costs such as, but not limited to, charter bus, driver, and fuel. The exact location and start time will be specified with the order. Respond within 1 working day from receipt of order. |  | HR | 23 | 0
J900-J909 | Reserved
| 1800000 |  | Environmental
J910 |  | Oil and Hazardous Substances (OHS) Spill Response - 1-100 Gallons | Provide labor, management, supervision, tools, material and equipment, including appropriate Personal Protective Equipment (PPE), to assist Government First Responders and provide OHS spill response services to minimize environmental impact, damage to property or risk of human exposure and to ensure the installation complies with applicable Italian, DoD and Navy requirements. The Contractor shall be responsible for responding to OHS spills using equipment, materials, and qualified personnel including but not limited to spill containment, clean-up and transport disposal of spill related wastes to a designated accumulation site, off Base. At all times, the Contractor shall perform OHS Spill Response in full compliance with all applicable Italian laws, norms, decrees, and regulations, DoD policies, instructions and guidance in force at the time this service is ordered, including, but not limited to, OPNAVINST 5090.1 and DL152/2006. The Contractor shall respond to spill notification within two hours. Complete all work within one calendar day or as specified in the order. |  | EA | 13 | 0
J911 |  | Oil and Hazardous Substances (OHS) Spill Response - 101 to 500 Gallons | Provide labor, management, supervision, tools, material and equipment, including appropriate Personal Protective Equipment (PPE), to assist Government First Responders and provide OHS spill response services to minimize environmental impact, damage to property or risk of human exposure and to ensure the installation complies with applicable Italian, DoD and Navy requirements. The Contractor shall be responsible for responding to OHS spills using equipment, materials, and qualified personnel including but not limited to spill containment, clean-up and transport disposal of spill related wastes to a designated accumulation site, off Base. At all times, the Contractor shall perform OHS Spill Response in full compliance with all applicable Italian laws, norms, decrees, and regulations, DoD policies, instructions and guidance in force at the time this service is ordered, including, but not limited to, OPNAVINST 5090.1 and DL152/2006. The Contractor shall respond to spill notification within two hours. Complete all work within one calendar day or as specified in the order. |  | EA | 10 | 0
J912 |  | Oil and Hazardous Substances (OHS) Spill Response - 501 to 2,500 Gallons | Provide labor, management, supervision, tools, material and equipment, including appropriate Personal Protective Equipment (PPE), to assist Government First Responders and provide OHS spill response services to minimize environmental impact, damage to property or risk of human exposure and to ensure the installation complies with applicable Italian, DoD and Navy requirements. The Contractor shall be responsible for responding to OHS spills using equipment, materials, and qualified personnel including but not limited to spill containment, clean-up and transport disposal of spill related wastes to a designated accumulation site. At all times, the Contractor shall perform OHS Spill Response in full compliance with all applicable Italian laws, norms, decrees, and regulations, DoD policies, instructions and guidance in force at the time this service is ordered, including, but not limited to, OPNAVINST 5090.1 and DL152/2006. The Contractor shall respond to spill notification within two hours. Complete all work within two calendar days or as specified in the order. |  | EA | 3 | 0
J913 |  | Oil and Hazardous Substances (OHS) Spill Response - 2,501 to 5,000 Gallons | Provide labor, management, supervision, tools, material and equipment, including appropriate Personal Protective Equipment (PPE), to assist Government First Responders and provide OHS spill response services to minimize environmental impact, damage to property or risk of human exposure and to ensure the installation complies with applicable Italian, DoD and Navy requirements. The Contractor shall be responsible for responding to OHS spills using equipment, materials, and qualified personnel including but not limited to spill containment, clean-up and transport disposal of spill related wastes to a designated accumulation site. At all times, the Contractor shall perform OHS Spill Response in full compliance with all applicable Italian laws, norms, decrees, and regulations, DoD policies, instructions and guidance in force at the time this service is ordered, including, but not limited to, OPNAVINST 5090.1 and DL152/2006. The Contractor shall respond to spill notification within two hours. Complete all work within two calendar days or as specified in the order. |  | EA | 1 | 0
J914 |  | Oil and Hazardous Substances (OHS) Spill Response - 5,001 to 15,000 Gallons | Provide labor, management, supervision, tools, material and equipment, including appropriate Personal Protective Equipment (PPE), to assist Government First Responders and provide OHS spill response services to minimize environmental impact, damage to property or risk of human exposure and to ensure the installation complies with applicable Italian, DoD and Navy requirements. The Contractor shall be responsible for responding to OHS spills using equipment, materials, and qualified personnel including but not limited to spill containment, clean-up and transport disposal of spill related wastes to a designated accumulation site. At all times, the Contractor shall perform OHS Spill Response in full compliance with all applicable Italian laws, norms, decrees, and regulations, DoD policies, instructions and guidance in force at the time this service is ordered, including, but not limited to, OPNAVINST 5090.1 and DL152/2006. The Contractor shall respond to spill notification within two hours. Complete all work within three calendar days or as specified in the order. |  | EA | 1 | 0
J915 |  | Empty and Clean Grease Trap / Tank | Provide labor, management, supervision, tools, material and equipment required to remove, weigh and dispose of all grease and water from the grease trap systems indicated on the order. Work includes cleaning and removing all wastes and sludge adhering to all the interior system surfaces (walls, pipes, lids, etc.). Grease traps shall be left clean and free of any grease or debris. complete all work within 3 working days or as specified in the order. |  | KG | 16500 | 0
J916 |  | Chemical Product - Commercial Grade - Sodium Hypochlorite (Carechlor) | Provide labor, management, supervision, tools, material and equipment to provide chemical products, Sodium Hypochlorite (Carechlor), for the Water Treatment Plants and the Waste Water Treatment Plants at NAS Sigonella, Sicily, Italy in accordance with the terms and conditions of this contract. Products shall be delivered to: ROICC Sigonella, Strada Statale 417, Sigonella 95100. Complete all work within 3 working days or as specified in the order. |  | KG | 1200 | 0
J917 |  | Chemical Product - Commercial Grade - Hydrochloric acid (CarepH-) | Provide labor, management, supervision, tools, material and equipment to provide chemical products, Hydrochloric acid (CarepH-), for the Water Treatment Plants and the Waste Water Treatment Plants at NAS Sigonella, Sicily, Italy in accordance with the terms and conditions of this contract. Products shall be delivered to: ROICC Sigonella, Strada Statale 417, Sigonella 95100. Complete all work within 3 working days or as specified in the order. |  | KG | 3500 | 0
J918 |  | Chemical Product - Commercial Grade - Antiscalant (Caretreat WT RO SI) | Provide labor, management, supervision, tools, material and equipment to provide chemical products, Antiscalant (Caretreat WT RO SI), for the Water Treatment Plants and the Waste Water Treatment Plants at NAS Sigonella, Sicily, Italy in accordance with the terms and conditions of this contract. Products shall be delivered to: ROICC Sigonella, Strada Statale 417, Sigonella 95100. Complete all work within 3 working days or as specified in the order. |  | KG | 875 | 0
J919 |  | Chemical Product - Commercial Grade - Sodium Hydroxide (CarepH+) | Provide labor, management, supervision, tools, material and equipment to provide chemical products, Sodium Hydroxide (CarepH+), for the Water Treatment Plants and the Waste Water Treatment Plants at NAS Sigonella, Sicily, Italy in accordance with the terms and conditions of this contract. Products shall be delivered to: ROICC Sigonella, Strada Statale 417, Sigonella 95100. Complete all work within 3 working days or as specified in the order. |  | KG | 150 | 0
J920 |  | Chemical Product - Calcium Carbonate (Care-Cal WT) | Provide labor, management, supervision, tools, material and equipment to provide chemical products, Calcium Carbonate (Care-Cal WT), for the Water Treatment Plants and the Waste Water Treatment Plants at NAS Sigonella, Sicily, Italy in accordance with the terms and conditions of this contract. Products shall be delivered to: ROICC Sigonella, Strada Statale 417, Sigonella 95100. Complete all work within 3 working days or as specified in the order. |  | KG | 2940 | 0
J921 |  | Chemical Product - Commercial Grade - Sodium hypochlorite (Carechlor) | Provide labor, management, supervision, tools, material and equipment to provide chemical products, Sodium hypochlorite (Carechlor), for the Water Treatment Plants and the Waste Water Treatment Plants at NAS Sigonella, Sicily, Italy in accordance with the terms and conditions of this contract. Products shall be delivered to: ROICC Sigonella, Strada Statale 417, Sigonella 95100. Complete all work within 3 working days or as specified in the order. |  | KG | 5010 | 0
J922 |  | Chemical Product - Commercial Grade - Hydrochloric acid (CarepH-) | Provide labor, management, supervision, tools, material and equipment to provide chemical products, Hydrochloric acid (CarepH-), for the Water Treatment Plants and the Waste Water Treatment Plants at NAS Sigonella, Sicily, Italy in accordance with the terms and conditions of this contract. Products shall be delivered to: ROICC Sigonella, Strada Statale 417, Sigonella 95100. Complete all work within 3 working days or as specified in the order. |  | KG | 1500 | 0
J923 |  | Chemical Product - Commercial Grade - Antiscalant (Caretreat WT RO SI) | Provide labor, management, supervision, tools, material and equipment to provide chemical products, Antiscalant (Caretreat WT RO SI), for the Water Treatment Plants and the Waste Water Treatment Plants at NAS Sigonella, Sicily, Italy in accordance with the terms and conditions of this contract. Products shall be delivered to: ROICC Sigonella, Strada Statale 417, Sigonella 95100. Complete all work within 3 working days or as specified in the order. |  | KG | 375 | 0
J924 |  | Chemical Product - Commercial Grade - Sodium Hydroxide (CarepH+) | Provide labor, management, supervision, tools, material and equipment to provide chemical products, Sodium Hydroxide (CarepH+), for the Water Treatment Plants and the Waste Water Treatment Plants at NAS Sigonella, Sicily, Italy in accordance with the terms and conditions of this contract. Products shall be delivered to: ROICC Sigonella, Strada Statale 417, Sigonella 95100. Complete all work within 3 working days or as specified in the order. |  | KG | 63 | 0
J925 |  | Chemical Product - Commercial Grade - Calcium carbonate (Care-Cal WT) | Provide labor, management, supervision, tools, material and equipment to provide chemical products, Calcium carbonate (Care-Cal WT), for the Water Treatment Plants and the Waste Water Treatment Plants at NAS Sigonella, Sicily, Italy in accordance with the terms and conditions of this contract. Products shall be delivered to: ROICC Sigonella, Strada Statale 417, Sigonella 95100. Complete all work within 3 working days or as specified in the order. |  | KG | 10254 | 0
J926 |  | Contaminated Oily Sludge Removal and Dispoal | Provide labor, management, supervision, tools, material and equipment required to remove, dispose and weigh contaminated oily sludge ONLY, based on CER code 16.07.08 (Waste containing fuel contamination, cleaning of cisterns and tanks) Minimum order 500 Kg. Complete all work within 2 working days or as specified in the order. |  | KG | 7500 | 0
J927 |  | Oil Water Separator Tank Cleaning | Provide labor, management, supervision, tools, material and equipment required to clean oil water separator tanks, based on CER code 16.10.02 (Contaminated waste water). Oil water separator tank(s) shall be cleaned and sanitized after removal of solids / liquids and ensure proper function. Contractor shall submit safety plan to Contracting Officer for working within confined spaces prior to commencing work. Complete all work within 2 working days or as specified in the order. |  | EA | 5 | 0
J928 |  | Oily Water / Waste Fuel Removal and Disposal | Provide labor, management, supervision, tools, material and equipment to remove, weigh and dispose of oily water and waste fuel from tank(s) indicated on the order. Work includes pumping, removal of oily water / waste fuel, disposal of oily water / waste fuel and all transportation and disposal costs. Work shall be performed per current environmental protection regulations. Complete all work within 1 working day or as specified in the order. |  | KG | 16500 | 0
J929 |  | Contaminated Soil Removal and Disposal | Provide labor, management, supervision, tools, material and equipment to remove, weigh, and dispose of contaminated soil (may be with fuel, oils, and other hazardous substances) from the location(s) indicated on the order. Work includes the provision, laying and leveling of new soil, matching the existing, to restore the original conditions, transportation and disposal costs. Work shall be performed per current environmental protection regulations. complete all work within 1 working day or as specified in the order (Minimum Quantity 3000 kg). |  | KG | 19500 | 0
J930 |  | Soil Sampling and Analysis - Metal: Antimony | The Contractor shall conduct on-site measurements, collect soil samples and analyze them for all the parameters specified in the order as per Spec Item 3.2., Sampling and Laboratory Services. Respond within 1 working day from receipt of order. |  | EA | 5 | 0
J931 |  | Soil Sampling and Analysis - Metal: Arsenic | The Contractor shall conduct on-site measurements, collect soil samples and analyze them for all the parameters specified in the order as per Spec Item 3.2., Sampling and Laboratory Services. Respond within 1 working day from receipt of order. |  | EA | 5 | 0
J932 |  | Soil Sampling and Analysis - Metal: Berillim | The Contractor shall conduct on-site mesurements, collect soil samples and analyze them for all the parameters specified in the order as per Spec Item 3.2., Sampling and Laboratory Services. Respond within 1 working day from receipt of order. |  | EA | 5 | 0
J933 |  | Soil Sampling and Analysis - Metal: Cadmium | The Contractor shall conduct on-site mesurements, collect soil samples and analyze them for all the parameters specified in the order as per Spec Item 3.2., Sampling and Laboratory Services. Respond within 1 working day from receipt of order. |  | EA | 5 | 0
J934 |  | Soil Sampling and Analysis - Metal: Cobalt | The Contractor shall conduct on-site measurements, collect soil samples and analyze them for all the parameters specified in the order as per Spec Item 3.2., Sampling and Laboratory Services. Respond within 1 working day from receipt of order. |  | EA | 5 | 0
J935 |  | Soil Sampling and Analysis - Metal: Chromium (total) | The Contractor shall conduct on-site measurements, collect soil samples and analyze them for all the parameters specified in the order as per Spec Item 3.2., Sampling and Laboratory Services. Respond within 1 working day from receipt of order. |  | EA | 5 | 0
J936 |  | Soil Sampling and Analysis - Metal: Chromium VI | The Contractor shall conduct on-site measurements, collect soil samples and analyze them for all the parameters specified in the order as per Spec Item 3.2., Sampling and Laboratory Services. Respond within 1 working day from receipt of order. |  | EA | 5 | 0
J937 |  | Soil Sampling and Analysis - Metal: Mercury | The Contractor shall conduct on-site measurements, collect soil samples and analyze them for all the parameters specified in the order as per Spec Item 3.2., Sampling and Laboratory Services. Respond within 1 working day from receipt of order. |  | EA | 5 | 0
J938 |  | Soil Sampling and Analysis - Metal: Nickel | The Contractor shall conduct on-site measurements, collect soil samples and analyze them for all the parameters specified in the order as per Spec Item 3.2., Sampling and Laboratory Services. Respond within 1 working day from receipt of order. |  | EA | 5 | 0
J939 |  | Soil Sampling and Analysis - Metal: Lead | The Contractor shall conduct on-site measurements, collect soil samples and analyze them for all the parameters specified in the order as per Spec Item 3.2., Sampling and Laboratory Services. Respond within 1 working day from receipt of order. |  | EA | 5 | 0
J940 |  | Soil Sampling and Analysis - Metal: Cooper | The Contractor shall conduct on-site measurements, collect soil samples and analyze them for all the parameters specified in the order as per Spec Item 3.2., Sampling and Laboratory Services. Respond within 1 working day from receipt of order. |  | EA | 5 | 0
J941 |  | Soil Sampling and Analysis - Metal: Selenium | The Contractor shall conduct on-site measurements, collect soil samples and analyze them for all the parameters specified in the order as per Spec Item 3.2., Sampling and Laboratory Services. Respond within 1 working day from receipt of order. |  | EA | 5 | 0
J942 |  | Soil Sampling and Analysis - Metal: Tin | The Contractor shall conduct on-site measurements, collect soil samples and analyze them for all the parameters specified in the order as per Spec Item 3.2., Sampling and Laboratory Services. Respond within 1 working day from receipt of order. |  | EA | 5 | 0
J943 |  | Soil Sampling and Analysis - Metal: Thallium | The Contractor shall conduct on-site measurements, collect soil samples and analyze them for all the parameters specified in the order as per Spec Item 3.2., Sampling and Laboratory Services. Respond within 1 working day from receipt of order. |  | EA | 5 | 0
J944 |  | Soil Sampling and Analysis - Metal: Vanadium | The Contractor shall conduct on-site measurements, collect soil samples and analyze them for all the parameters specified in the order as per Spec Item 3.2., Sampling and Laboratory Services. Respond within 1 working day from receipt of order. |  | EA | 5 | 0
J945 |  | Soil Sampling and Analysis - Metal: Zinc | The Contractor shall conduct on-site measurements, collect soil samples and analyze them for all the parameters specified in the order as per Spec Item 3.2., Sampling and Laboratory Services. Respond within 1 working day from receipt of order. |  | EA | 5 | 0
J946 |  | Soil Sampling and Analysis - Metal: Cyanides (free) | The Contractor shall conduct on-site measurements, collect soil samples and analyze them for all the parameters specified in the order as per Spec Item 3.2., Sampling and Laboratory Services. Respond within 1 working day from receipt of order. |  | EA | 5 | 0
J947 |  | Soil Sampling and Analysis - Metal: Fluorides | The Contractor shall conduct on-site measurements, collect soil samples and analyze them for all the parameters specified in the order as per Spec Item 3.2., Sampling and Laboratory Services. Respond within 1 working day from receipt of order. |  | EA | 5 | 0
J948 |  | Soil Sampling and Analysis - Aromatic Compounds: Benzene | The Contractor shall conduct on-site measurements, collect soil samples and analyze them for all the parameters specified in the order as per Spec Item 3.2., Sampling and Laboratory Services. Respond within 1 working day from receipt of order. |  | EA | 5 | 0
J949 |  | Soil Sampling and Analysis - Aromatic Compounds: Ethylbenzene | The Contractor shall conduct on-site measurements, collect soil samples and analyze them for all the parameters specified in the order as per Spec Item 3.2., Sampling and Laboratory Services. Respond within 1 working day from receipt of order. |  | EA | 5 | 0
J950 |  | Soil Sampling and Analysis - Aromatic Compounds: Styrene | The Contractor shall conduct on-site measurements, collect soil samples and analyze them for all the parameters specified in the order as per Spec Item 3.2., Sampling and Laboratory Services. Respond within 1 working day from receipt of order. |  | EA | 5 | 0
J951 |  | Soil Sampling and Analysis - Aromatic Compounds: Toluene | The Contractor shall conduct on-site measurements, collect soil samples and analyze them for all the parameters specified in the order as per Spec Item 3.2., Sampling and Laboratory Services. Respond within 1 working day from receipt of order. |  | EA | 5 | 0
J952 |  | Soil Sampling and Analysis - Aromatic Compounds: Xylene | The Contractor shall conduct on-site measurements, collect soil samples and analyze them for all the parameters specified in the order as per Spec Item 3.2., Sampling and Laboratory Services. Respond within 1 working day from receipt of order. |  | EA | 5 | 0
J953 |  | Soil Sampling and Analysis - Polycyclic Aromatic Compounds: Benzo(a)anthracene | The Contractor shall conduct on-site measurements, collect soil samples and analyze them for all the parameters specified in the order as per Spec Item 3.2., Sampling and Laboratory Services. Respond within 1 working day from receipt of order. |  | EA | 5 | 0
J954 |  | Soil Sampling and Analysis - Polycyclic Aromatic Compounds: Benzo(a)pyrene | The Contractor shall conduct on-site measurements, collect soil samples and analyze them for all the parameters specified in the order as per Spec Item 3.2., Sampling and Laboratory Services. Respond within 1 working day from receipt of order. |  | EA | 5 | 0
J955 |  | Soil Sampling and Analysis - Polycyclic Aromatic Compounds: Benzo(b)fluoranthene | The Contractor shall conduct on-site measurements, collect soil samples and analyze them for all the parameters specified in the order as per Spec Item 3.2., Sampling and Laboratory Services. Respond within 1 working day from receipt of order. |  | EA | 5 | 0
J956 |  | Soil Sampling and Analysis - Polycyclic Aromatic Compounds: Benzo(k)fluoranthene | The Contractor shall conduct on-site measurements, collect soil samples and analyze them for all the parameters specified in the order as per Spec Item 3.2., Sampling and Laboratory Services. Respond within 1 working day from receipt of order. |  | EA | 5 | 0
J957 |  | Soil Sampling and Analysis - Polycyclic Aromatic Compounds: Benzo(g, h, i)perylene | The Contractor shall conduct on-site measurements, collect soil samples and analyze them for all the parameters specified in the order as per Spec Item 3.2., Sampling and Laboratory Services. Respond within 1 working day from receipt of order. |  | EA | 5 | 0
J958 |  | Soil Sampling and Analysis - Polycyclic Aromatic Compounds: Chrysene | The Contractor shall conduct on-site measurements, collect soil samples and analyze them for all the parameters specified in the order as per Spec Item 3.2., Sampling and Laboratory Services. Respond within 1 working day from receipt of order. |  | EA | 5 | 0
J959 |  | Soil Sampling and Analysis - Polycyclic Aromatic Compounds: Dibenzo(a, e)pyrene | The Contractor shall conduct on-site measurements, collect soil samples and analyze them for all the parameters specified in the order as per Spec Item 3.2., Sampling and Laboratory Services. Respond within 1 working day from receipt of order. |  | EA | 5 | 0
J960 |  | Soil Sampling and Analysis - Polycyclic Aromatic Compounds: Dibenzo(a, l)pyrene | The Contractor shall conduct on-site measurements, collect soil samples and analyze them for all the parameters specified in the order as per Spec Item 3.2., Sampling and Laboratory Services. Respond within 1 working day from receipt of order. |  | EA | 5 | 0
J961 |  | Soil Sampling and Analysis - Polycyclic Aromatic Compounds: Dibenzo(a, i)pyrene | The Contractor shall conduct on-site measurements, collect soil samples and analyze them for all the parameters specified in the order as per Spec Item 3.2., Sampling and Laboratory Services. Respond within 1 working day from receipt of order. |  | EA | 5 | 0
J962 |  | Soil Sampling and Analysis - Polycyclic Aromatic Compounds: Dibenzo(a, h)pyrene | The Contractor shall conduct on-site measurements, collect soil samples and analyze them for all the parameters specified in the order as per Spec Item 3.2., Sampling and Laboratory Services. Respond within 1 working day from receipt of order. |  | EA | 5 | 0
J963 |  | Soil Sampling and Analysis - Polycyclic Aromatic Compounds: Dibenzo(a, h)anthracene | The Contractor shall conduct on-site measurements, collect soil samples and analyze them for all the parameters specified in the order as per Spec Item 3.2., Sampling and Laboratory Services. Respond within 1 working day from receipt of order. |  | EA | 5 | 0
J964 |  | Soil Sampling and Analysis - Polycyclic Aromatic Compounds: Indenopyrene | The Contractor shall conduct on-site measurements, collect soil samples and analyze them for all the parameters specified in the order as per Spec Item 3.2., Sampling and Laboratory Services. Respond within 1 working day from receipt of order. |  | EA | 5 | 0
J965 |  | Soil Sampling and Analysis - Polycyclic Aromatic Compounds: Pyrene | The Contractor shall conduct on-site measurements, collect soil samples and analyze them for all the parameters specified in the order as per Spec Item 3.2., Sampling and Laboratory Services. Respond within 1 working day from receipt of order. |  | EA | 5 | 0
J966 |  | Soil Sampling and Analysis - Aliphatic Chlorinated Carcinogenic Compounds: Chloromethane | The Contractor shall conduct on-site measurements, collect soil samples and analyze them for all the parameters specified in the order as per Spec Item 3.2., Sampling and Laboratory Services. Respond within 1 working day from receipt of order. |  | EA | 5 | 0
J967 |  | Soil Sampling and Analysis - Aliphatic Chlorinated Carcinogenic Compounds: Dichloromethane | The Contractor shall conduct on-site measurements, collect soil samples and analyze them for all the parameters specified in the order as per Spec Item 3.2., Sampling and Laboratory Services. Respond within 1 working day from receipt of order. |  | EA | 5 | 0
J968 |  | Soil Sampling and Analysis - Aliphatic Chlorinated Carcinogenic Compounds: Trichloromethane | The Contractor shall conduct on-site measurements, collect soil samples and analyze them for all the parameters specified in the order as per Spec Item 3.2., Sampling and Laboratory Services. Respond within 1 working day from receipt of order. |  | EA | 5 | 0
J969 |  | Soil Sampling and Analysis - Aliphatic Chlorinated Carcinogenic Compounds: Vinyl Chloride | The Contractor shall conduct on-site measurements, collect soil samples and analyze them for all the parameters specified in the order as per Spec Item 3.2., Sampling and Laboratory Services. Respond within 1 working day from receipt of order. |  | EA | 5 | 0
J970 |  | Soil Sampling and Analysis - Aliphatic Chlorinated Carcinogenic Compounds: 1,2 - Dichloroethane | The Contractor shall conduct on-site measurements, collect soil samples and analyze them for all the parameters specified in the order as per Spec Item 3.2., Sampling and Laboratory Services. Respond within 1 working day from receipt of order. |  | EA | 5 | 0
J971 |  | Soil Sampling and Analysis - Aliphatic Chlorinated Carcinogenic Compounds: 1,1 - Dichloroethylene | The Contractor shall conduct on-site measurements, collect soil samples and analyze them for all the parameters specified in the order as per Spec Item 3.2., Sampling and Laboratory Services. Respond within 1 working day from receipt of order. |  | EA | 5 | 0
J972 |  | Soil Sampling and Analysis - Aliphatic Chlorinated Carcinogenic Compounds: Trichloroethylene | The Contractor shall conduct on-site measurements, collect soil samples and analyze them for all the parameters specified in the order as per Spec Item 3.2., Sampling and Laboratory Services. Respond within 1 working day from receipt of order. |  | EA | 5 | 0
J973 |  | Soil Sampling and Analysis - Aliphatic Chlorinated Carcinogenic Compounds: Tetrachloroethylene (PCE) | The Contractor shall conduct on-site measurements, collect soil samples and analyze them for all the parameters specified in the order as per Spec Item 3.2., Sampling and Laboratory Services. Respond within 1 working day from receipt of order. |  | EA | 5 | 0
J974 |  | Soil Sampling and Analysis - Aliphatic Chlorinated Non-Carcinogenic Compounds: 1,1 - Dichloroethane | The Contractor shall conduct on-site measurements, collect soil samples and analyze them for all the parameters specified in the order as per Spec Item 3.2., Sampling and Laboratory Services. Respond within 1 working day from receipt of order. |  | EA | 5 | 0
J975 |  | Soil Sampling and Analysis - Aliphatic Chlorinated Non-Carcinogenic Compounds: 1,2 - Dichloroethylene | The Contractor shall conduct on-site measurements, collect soil samples and analyze them for all the parameters specified in the order as per Spec Item 3.2., Sampling and Laboratory Services. Respond within 1 working day from receipt of order. |  | EA | 5 | 0
J976 |  | Soil Sampling and Analysis - Aliphatic Chlorinated Non-Carcinogenic Compounds: 1,1,1 - Trichloroethane | The Contractor shall conduct on-site measurements, collect soil samples and analyze them for all the parameters specified in the order as per Spec Item 3.2., Sampling and Laboratory Services. Respond within 1 working day from receipt of order. |  | EA | 5 | 0
J977 |  | Soil Sampling and Analysis - Aliphatic Chlorinated Non-Carcinogenic Compounds: 1,2 - Di chloropropane | The Contractor shall conduct on-site measurements, collect soil samples and analyze them for all the parameters specified in the order as per Spec Item 3.2., Sampling and Laboratory Services. Respond within 1 working day from receipt of order. |  | EA | 5 | 0
J978 |  | Soil Sampling and Analysis - Aliphatic Chlorinated Non-Carcinogenic Compounds: 1,1,2 - Trichloroethane | The Contractor shall conduct on-site measurements, collect soil samples and analyze them for all the parameters specified in the order as per Spec Item 3.2., Sampling and Laboratory Services. Respond within 1 working day from receipt of order. |  | EA | 5 | 0
J979 |  | Soil Sampling and Analysis - Aliphatic Chlorinated Non-Carcinogenic Compounds: 1,2,3 - Trichloro propane | The Contractor shall conduct on-site measurements, collect soil samples and analyze them for all the parameters specified in the order as per Spec Item 3.2., Sampling and Laboratory Services. Respond within 1 working day from receipt of order. |  | EA | 5 | 0
J980 |  | Soil Sampling and Analysis - Aliphatic Chlorinated Non-Carcinogenic Compounds: 1,1,2,2 - Tetrachloroethane | The Contractor shall conduct on-site measurements, collect soil samples and analyze them for all the parameters specified in the order as per Spec Item 3.2., Sampling and Laboratory Services. Respond within 1 working day from receipt of order. |  | EA | 5 | 0
J981 |  | Soil Sampling and Analysis - Aliphatic Halogenated Carcinogenic Compounds: Tribromomethane | The Contractor shall conduct on-site measurements, collect soil samples and analyze them for all the parameters specified in the order as per Spec Item 3.2., Sampling and Laboratory Services. Respond within 1 working day from receipt of order. |  | EA | 5 | 0
J982 |  | Soil Sampling and Analysis - Aliphatic Halogenated Carcinogenic Compounds: 1,2 - Dibromoethane | The Contractor shall conduct on-site measurements, collect soil samples and analyze them for all the parameters specified in the order as per Spec Item 3.2., Sampling and Laboratory Services. Respond within 1 working day from receipt of order. |  | EA | 5 | 0
J983 |  | Soil Sampling and Analysis - Aliphatic Halogenated Carcinogenic Compounds: Dibromochloromethane | The Contractor shall conduct on-site measurements, collect soil samples and analyze them for all the parameters specified in the order as per Spec Item 3.2., Sampling and Laboratory Services. Respond within 1 working day from receipt of order. |  | EA | 5 | 0
J984 |  | Soil Sampling and Analysis - Aliphatic Halogenated Carcinogenic Compounds: Bromodichloromethane | The Contractor shall conduct on-site measurements, collect soil samples and analyze them for all the parameters specified in the order as per Spec Item 3.2., Sampling and Laboratory Services. Respond within 1 working day from receipt of order. |  | EA | 5 | 0
J985 |  | Soil Sampling and Analysis - Nitroaromatic Compounds: Nitrobenzene | The Contractor shall conduct on-site measurements, collect soil samples and analyze them for all the parameters specified in the order as per Spec Item 3.2., Sampling and Laboratory Services. Respond within 1 working day from receipt of order. |  | EA | 5 | 0
J986 |  | Soil Sampling and Analysis - Nitroaromatic Compounds: 1,2 - Dinitrobenzene | The Contractor shall conduct on-site measurements, collect soil samples and analyze them for all the parameters specified in the order as per Spec Item 3.2., Sampling and Laboratory Services. Respond within 1 working day from receipt of order. |  | EA | 5 | 0
J987 |  | Soil Sampling and Analysis - Nitroaromatic Compounds: 1,3 - Dinitrobenzene | The Contractor shall conduct on-site measurements, collect soil samples and analyze them for all the parameters specified in the order as per Spec Item 3.2., Sampling and Laboratory Services. Respond within 1 working day from receipt of order. |  | EA | 5 | 0
J988 |  | Soil Sampling and Analysis - Nitroaromatic Compounds: Chloronitrobenzene | The Contractor shall conduct on-site measurements, collect soil samples and analyze them for all the parameters specified in the order as per Spec Item 3.2., Sampling and Laboratory Services. Respond within 1 working day from receipt of order. |  | EA | 5 | 0
J989 |  | Soil Sampling and Analysis - Chloroaromatic Compounds: Mon chlorobenzene | The Contractor shall conduct on-site measurements, collect soil samples and analyze them for all the parameters specified in the order as per Spec Item 3.2., Sampling and Laboratory Services. Respond within 1 working day from receipt of order. |  | EA | 5 | 0
J990 |  | Soil Sampling and Analysis - Chloroaromatic Compounds: Di chloroaromatic Non-Carcinogenic Compounds (1,2 - Dichlorobenzene) | The Contractor shall conduct on-site measurements, collect soil samples and analyze them for all the parameters specified in the order as per Spec Item 3.2., Sampling and Laboratory Services. Respond within 1 working day from receipt of order. |  | EA | 5 | 0
J991 |  | Soil Sampling and Analysis - Chloroaromatic Compounds: Di chloroaromatic Carcinogenic Compounds (1,4 - Dichlorobenzene) | The Contractor shall conduct on-site measurements, collect soil samples and analyze them for all the parameters specified in the order as per Spec Item 3.2., Sampling and Laboratory Services. Respond within 1 working day from receipt of order. |  | EA | 5 | 0
J992 |  | Soil Sampling and Analysis - Chloroaromatic Compounds: 1,2,4 - Trichlorobenzene | The Contractor shall conduct on-site measurements, collect soil samples and analyze them for all the parameters specified in the order as per Spec Item 3.2., Sampling and Laboratory Services. Respond within 1 working day from receipt of order. |  | EA | 5 | 0
J993 |  | Soil Sampling and Analysis - Chloroaromatic Compounds: 1,2,4,5 - Tetra chlorobenzene | The Contractor shall conduct on-site measurements, collect soil samples and analyze them for all the parameters specified in the order as per Spec Item 3.2., Sampling and Laboratory Services. Respond within 1 working day from receipt of order. |  | EA | 5 | 0
J994 |  | Soil Sampling and Analysis - Chloroaromatic Compounds: Pentachloro benzene | The Contractor shall conduct on-site measurements, collect soil samples and analyze them for all the parameters specified in the order as per Spec Item 3.2., Sampling and Laboratory Services. Respond within 1 working day from receipt of order. |  | EA | 5 | 0
J995 |  | Soil Sampling and Analysis - Chloroaromatic Compounds: | The Contractor shall conduct on-site measurements, collect soil samples and analyze them for all the parameters specified in the order as per Spec Item 3.2., Sampling and Laboratory Services. Respond within 1 working day from receipt of order. |  | EA | 5 | 0
J996 |  | Soil Sampling and Analysis - Chloroaromatic Compounds: Esa chlorobenzene | The Contractor shall conduct on-site measurements, collect soil samples and analyze them for all the parameters specified in the order as per Spec Item 3.2., Sampling and Laboratory Services. Respond within 1 working day from receipt of order. |  | EA | 5 | 0
J997 |  | Soil Sampling and Analysis - Non-Chlorinated Phenols: Methyl phenols (o-, m-, p-) | The Contractor shall conduct on-site measurements, collect soil samples and analyze them for all the parameters specified in the order as per Spec Item 3.2., Sampling and Laboratory Services. Respond within 1 working day from receipt of order. |  | EA | 5 | 0
J998 |  | Soil Sampling and Analysis - Non-Chlorinated Phenols: Phenols | The Contractor shall conduct on-site measurements, collect soil samples and analyze them for all the parameters specified in the order as per Spec Item 3.2., Sampling and Laboratory Services. Respond within 1 working day from receipt of order. |  | EA | 5 | 0
J999 |  | Soil Sampling and Analysis - Chlorinated Phenols: 2 - Chlorophenol | The Contractor shall conduct on-site measurements, collect soil samples and analyze them for all the parameters specified in the order as per Spec Item 3.2., Sampling and Laboratory Services. Respond within 1 working day from receipt of order. |  | EA | 5 | 0
J1000 |  | Soil Sampling and Analysis - Chlorinated Phenols: 2,4 - Dichlorophenol | The Contractor shall conduct on-site measurements, collect soil samples and analyze them for all the parameters specified in the order as per Spec Item 3.2., Sampling and Laboratory Services. Respond within 1 working day from receipt of order. |  | EA | 5 | 0
J1001 |  | Soil Sampling and Analysis - Chlorinated Phenols: 2,4, 6 - Trichlorophenol | The Contractor shall conduct on-site measurements, collect soil samples and analyze them for all the parameters specified in the order as per Spec Item 3.2., Sampling and Laboratory Services. Respond within 1 working day from receipt of order. |  | EA | 5 | 0
J1002 |  | Soil Sampling and Analysis - Chlorinated Phenols: Pentachlorophenol | The Contractor shall conduct on-site measurements, collect soil samples and analyze them for all the parameters specified in the order as per Spec Item 3.2., Sampling and Laboratory Services. Respond within 1 working day from receipt of order. |  | EA | 5 | 0
J1003 |  | Soil Sampling and Analysis - Aromatic Amines: Aniline | The Contractor shall conduct on-site measurements, collect soil samples and analyze them for all the parameters specified in the order as per Spec Item 3.2., Sampling and Laboratory Services. Respond within 1 working day from receipt of order. |  | EA | 5 | 0
J1004 |  | Soil Sampling and Analysis - Aromatic Amines: o - Anisidine | The Contractor shall conduct on-site measurements, collect soil samples and analyze them for all the parameters specified in the order as per Spec Item 3.2., Sampling and Laboratory Services. Respond within 1 working day from receipt of order. |  | EA | 5 | 0
J1005 |  | Soil Sampling and Analysis - Aromatic Amines: m,p - Anisidine | The Contractor shall conduct on-site measurements, collect soil samples and analyze them for all the parameters specified in the order as per Spec Item 3.2., Sampling and Laboratory Services. Respond within 1 working day from receipt of order. |  | EA | 5 | 0
J1006 |  | Soil Sampling and Analysis - Aromatic Amines: Diphenylamine | The Contractor shall conduct on-site measurements, collect soil samples and analyze them for all the parameters specified in the order as per Spec Item 3.2., Sampling and Laboratory Services. Respond within 1 working day from receipt of order. |  | EA | 5 | 0
J1007 |  | Soil Sampling and Analysis - Aromatic Amines: p - Toluidine | The Contractor shall conduct on-site measurements, collect soil samples and analyze them for all the parameters specified in the order as per Spec Item 3.2., Sampling and Laboratory Services. Respond within 1 working day from receipt of order. |  | EA | 5 | 0
J1008 |  | Soil Sampling and Analysis - Pesticides: Alachlor | The Contractor shall conduct on-site measurements, collect soil samples and analyze them for all the parameters specified in the order as per Spec Item 3.2., Sampling and Laboratory Services. Respond within 1 working day from receipt of order. |  | EA | 5 | 0
J1009 |  | Soil Sampling and Analysis - Pesticides: Aldrin | The Contractor shall conduct on-site measurements, collect soil samples and analyze them for all the parameters specified in the order as per Spec Item 3.2., Sampling and Laboratory Services. Respond within 1 working day from receipt of order. |  | EA | 5 | 0
J1010 |  | Soil Sampling and Analysis - Pesticides: Atrazine | The Contractor shall conduct on-site measurements, collect soil samples and analyze them for all the parameters specified in the order as per Spec Item 3.2., Sampling and Laboratory Services. Respond within 1 working day from receipt of order. |  | EA | 5 | 0
J1011 |  | Soil Sampling and Analysis - Pesticides: α - esachloroesane | The Contractor shall conduct on-site measurements, collect soil samples and analyze them for all the parameters specified in the order as per Spec Item 3.2., Sampling and Laboratory Services. Respond within 1 working day from receipt of order. |  | EA | 5 | 0
J1012 |  | Soil Sampling and Analysis - Pesticides: β - esachloroesane | The Contractor shall conduct on-site measurements, collect soil samples and analyze them for all the parameters specified in the order as per Spec Item 3.2., Sampling and Laboratory Services. Respond within 1 working day from receipt of order. |  | EA | 5 | 0
J1013 |  | Soil Sampling and Analysis - Pesticides: γ - esachloroesane (Lindane) | The Contractor shall conduct on-site measurements, collect soil samples and analyze them for all the parameters specified in the order as per Spec Item 3.2., Sampling and Laboratory Services. Respond within 1 working day from receipt of order. |  | EA | 5 | 0
J1014 |  | Soil Sampling and Analysis - Pesticides: Chlordane | The Contractor shall conduct on-site measurements, collect soil samples and analyze them for all the parameters specified in the order as per Spec Item 3.2., Sampling and Laboratory Services. Respond within 1 working day from receipt of order. |  | EA | 5 | 0
J1015 |  | Soil Sampling and Analysis - Pesticides: DDD, DDT, DDE | The Contractor shall conduct on-site measurements, collect soil samples and analyze them for all the parameters specified in the order as per Spec Item 3.2., Sampling and Laboratory Services. Respond within 1 working day from receipt of order. |  | EA | 5 | 0
J1016 |  | Soil Sampling and Analysis - Pesticides: Dieldrin | The Contractor shall conduct on-site measurements, collect soil samples and analyze them for all the parameters specified in the order as per Spec Item 3.2., Sampling and Laboratory Services. Respond within 1 working day from receipt of order. |  | EA | 5 | 0
J1017 |  | Soil Sampling and Analysis - Pesticides: Endrin | The Contractor shall conduct on-site measurements, collect soil samples and analyze them for all the parameters specified in the order as per Spec Item 3.2., Sampling and Laboratory Services. Respond within 1 working day from receipt of order. |  | EA | 5 | 0
J1018 |  | Soil Sampling and Analysis - Dioxins and Furans: PCDD, PCDF (total) | The Contractor shall conduct on-site measurements, collect soil samples and analyze them for all the parameters specified in the order as per Spec Item 3.2., Sampling and Laboratory Services. Respond within 1 working day from receipt of order. |  | EA | 5 | 0
J1019 |  | Soil Sampling and Analysis - Dioxins and Furans: PCB | The Contractor shall conduct on-site measurements, collect soil samples and analyze them for all the parameters specified in the order as per Spec Item 3.2., Sampling and Laboratory Services. Respond within 1 working day from receipt of order. |  | EA | 5 | 0
J1020 |  | Soil Sampling and Analysis - Hydrocarbons: ight Hydrocarbons C≤12 | The Contractor shall conduct on-site measurements, collect soil samples and analyze them for all the parameters specified in the order as per Spec Item 3.2., Sampling and Laboratory Services. Respond within 1 working day from receipt of order. |  | EA | 5 | 0
J1021 |  | Soil Sampling and Analysis - Hydrocarbons: Heavy Hydrocarbons C>12 | The Contractor shall conduct on-site measurements, collect soil samples and analyze them for all the parameters specified in the order as per Spec Item 3.2., Sampling and Laboratory Services. Respond within 1 working day from receipt of order. |  | EA | 5 | 0
J1022 |  | Soil Sampling and Analysis: Asbestos (free fibers) | The Contractor shall conduct on-site measurements, collect soil samples and analyze them for all the parameters specified in the order as per Spec Item 3.2., Sampling and Laboratory Services. Respond within 1 working day from receipt of order. |  | EA | 5 | 0
J1023 |  | Soil Sampling and Analysis: Phtalic Acid's Esters | The Contractor shall conduct on-site measurements, collect soil samples and analyze them for all the parameters specified in the order as per Spec Item 3.2., Sampling and Laboratory Services. Respond within 1 working day from receipt of order. |  | EA | 5 | 0
J1024-J1029 | Reserved
Unit Priced Labor (UPL) Work
J1030 |  | Unit Priced Composite Skilled Labor Work - MUST BE NEGOTIATED BY KO | Provide one composite skilled labor hour of work-in-place performed by substantially and highly trained, certified, and/or licensed craftsmen and technicians. The composite labor hour rate should be an average of various trades such as carpenters, painters, electricians, plumbers, equipment mechanics, electronics technicians, and pest controllers, per the scope and delivery schedule specified in the order. |  | HR | 1250 | 0
J1031 |  | Unit Priced Composite Unskilled Labor Work - MUST BE NEGOTIATED BY KO | Provide one composite unskilled labor hour of work-in-place performed by minimally trained or untrained workers, including custodial and grounds maintenance workers, and common laborers per the scope and delivery schedule specified in the order. |  | HR | 1250 | 0
J1032 |  | Material and Equipment Costs - MUST BE NEGOTIATED BY KO | Provide all materials and equipment to perform Unit Priced Labor work per the scope and delivery schedule specified in the order. |  | LS | NTE | 50000
TOTAL FOR LINE ITEM 0018 - 8TH OPTION PERIOD - NON-RECURRING WORK (ELINs J700 THROUGH J1032) | [6 empty] | 50000

## C&P Sum (Recap)
BASE YEAR
CLIN 001 - Base Period - RW
CLIN 002 - Base Period - NRW
BASE PERIOD TOTAL RECURRING AND NON-RECURRING WORK | 0
1ST OPTION PERIOD
CLIN 003 - First Option Period - RW |  | #DIV/0! | FFP
CLIN 004 - First Option Period - NRW
1ST OPTION PERIOD TOTAL RECURRING AND NON-RECURRING WORK | 0
|  | #DIV/0! | IQ
2ND OPTION PERIOD
CLIN 005 - Second Option Period - RW |  | #DIV/0! | FFP
CLIN 006 - Second Option Period - NRW
2ND OPTION PERIOD TOTAL RECURRING AND NON-RECURRING WORK | 0
|  | #DIV/0! | IQ
3RD OPTION PERIOD
CLIN 007 - Third Option Period - RW |  | #DIV/0! | FFP
CLIN 008 - Third Option Period - NRW
3RD OPTION PERIOD TOTAL RECURRING AND NON-RECURRING WORK | 0
|  | #DIV/0! | IQ
4TH OPTION PERIOD
CLIN 009 - Fourth Option Period - RW |  | #DIV/0! | FFP
CLIN 010 - Fourth Option Period - NRW
4TH OPTION PERIOD TOTAL RECURRING AND NON-RECURRING WORK | 0
|  | #DIV/0! | IQ
5TH OPTION PERIOD
CLIN 011 - Fifth Option Period - RW |  | #DIV/0! | FFP
CLIN 012 - Fifth Option Period - NRW
5TH OPTION PERIOD TOTAL RECURRING AND NON-RECURRING WORK | 0
|  | #DIV/0! | IQ
6TH OPTION PERIOD
CLIN 013 - Sixth Option Period - RW |  | #DIV/0! | FFP
CLIN 014 - Sixth Option Period - NRW
6TH OPTION PERIOD TOTAL RECURRING AND NON-RECURRING WORK | 0
|  | #DIV/0! | IQ
7TH OPTION PERIOD
CLIN 015 - Seventh Option Period - RW |  | #DIV/0! | FFP
CLIN 016 - Seventh Option Period - NRW
7TH OPTION PERIOD TOTAL RECURRING AND NON-RECURRING WORK | 0
|  | #DIV/0! | IQ
8TH OPTION PERIOD ( 6 MONTHS )
CLIN 017 - Eighth Option Period - RW |  | #DIV/0! | FFP
CLIN 018 - Eighth Option Period - NRW
8TH OPTION PERIOD TOTAL RECURRING AND NON-RECURRING WORK | 0
|  | #REF! | IQ
TOTAL CONTRACT COST
RECURRING WORK TOTAL | 0
NON-RECURRING TOTAL | 0
RECURRING + NON-RECURRING TOTAL | 0