## INDEX
ATTACHMENT J-1502000-07
INDEX
Preventive Maintenance (PM)
Spec Item | Asset Type
3.3.1 | Interior and Exterior Lighting Systems
3.3.2 | Lightning Arrestors and Grounding Devices
3.3.3 | Vertical Transportation Equipment (VTE)
3.3.4 | Compressed Air Systems
3.3.5 | Auxiliary Generators
3.3.6 | Uninterruptable Power Supply Systems (UPS)
3.3.12 | Swimming Pools
3.3.12 | Swimming Pools Operational Hours
3.3.13 | Facility Electric Systems
3.3.15 | Aboveground (AST) and Underground (UST) Storage Tanks
3.3.16 | Overhead and Roll-Up Doors
3.3.17 | Hangar Door
3.3.18 | Drinking Fountains/Water Coolers
3.3.19 | Airfield Light Tower
3.3.20 | Emergency Eye Wash Station
3.3.21 | Irrigation System
3.3.22 | POL Fuel Depot Facilities and Distribution Systems
3.3.22 | Critical Spare Parts List
3.3.23 | Aviation Fuel Support Systems
3.3.24 | Vehicle Fueling Station Systems
3.3.25 | Vehicle Arrestor Systems
3.3.26 | Flood Gate
Integrated Maintenance Program (IMP)
Spec Item | Asset Type
3.4.1 | HVAC and Refrigeration Systems
3.4.2 | Fire Protection Systems
3.4.3 | Boilers and UPVs
Other Recurring Services Program
Spec Item | Asset Type
3.6.1 | Exhaust Hoods and Ducts
3.6.4 | Solar Panel Systems Maintenance
3.6.5 | Gutter and Roof Inspections
3.6.6 | Gutter Maintenance
3.6.7 | Magnetic Key Card System Maintenance
3.6.8 | Roof Drain Cleaning
3.6.9 | Vehicle Lift Maintenance
3.6.10 | Swimming Pool Water Testing and Treatment Services
3.6.13 | Oil-Water Separator and Grease Traps Maintenance
3.6.14 | Car Wash Water Treatment System
3.6.15 | Fire Extinguisher Inspection and Maintenance
3.6.16 | Lift Station Maintenance

## SYSTEM DESCRIPTION
ATTACHMENT J-1502000-07
SYSTEM DESCRIPTIONS
Preventive Maintenance (PM)
3.3.1 | Interior and Exterior Lighting Systems | Interior and Exterior Lighting Systems commence at, and includes the utility isolation point of connection. The Contractor shall develop and implement a Lighting Systems Preventive Maintenance (PM) Program to clean, re-lamp, and make all necessary repairs to the Interior and Exterior Lighting Systems and all mechanically and electrically interlocked ancillary parts, equipment, and components of the Lighting Systems, such as: replacement of defective bulbs, batteries, lamps, tubes, ballasts, fuses, starters, switches, diffusers, covers, reflectors, photocells, controls, etc.
3.3.2 | Lightning Arrestors and Grounding Devices | Lightning Arresting and Grounding Systems commence at, and includes the utility isolation point of connection and terminate at foundation. The Contractor shall develop and implement a Preventive Maintenance (PM) Program for the Weight Handling Equipment and Systems and all mechanically and electrically interlocked ancillary parts, equipment, and components of the Weight Handling Equipment and Systems, such as: brakes, cables, circuit breakers, frequency drives, hoist, hooks, inverters, latches, surge suppressors, trackage, transformers, motors, wiring, monitoring and controls systems, etc
3.3.3 | Vertical Transportation Equipment (VTE) | Vertical Transportation Equipment Systems commence at and include the utility isolation point of connection. The Contractor shall develop and implement a Preventive Maintenance (PM) program for the Vertical Transportation Equipment Systems and all mechanically and electrically interlocked ancillary parts, equipment, and components of the Vertical Transportation Equipment Systems, such as: doors, cars, tracks, lighting, rails, guides, governors, motors, cables, pulleys, switches, hydraulic cylinders, piping, pumps, tanks, weights, monitoring and control systems, electrical disconnects, etc.
3.3.4 | Compressed Air Systems | Compressed Air Systems commence at and includes the utility isolation point of connection and terminate at the compressed air point of delivery. The Contractor shall develop and implement a PM program for the Compressed Air Systems and all mechanically and electrically interlocked ancillary parts, equipment, and components of the Compressed Air Systems, such as: compressors, regulators, unfired pressure vessels, air drying systems, distribution systems, air supply connectors, monitoring and control systems, electrical disconnects, etc.
3.3.5 | Auxiliary Generators | Auxiliary Generator Systems commence at and include the utility isolation point of connection. The Contractor shall develop and implement a PM program for the Auxiliary Generator Systems and all mechanically and electrically interlocked ancillary parts, equipment, and components of the Auxiliary Generator Systems, such as: batteries, fuel tanks, generator, inverters, rectifiers, regulators, prime mover, pumps, piping, transfer switches, switchgear, meters, monitoring and control systems, uninterruptible power supply, wiring, etc.
3.3.6 | Uninterruptable Power Supply Systems (UPS) | The Uninterruptible Power Supply (UPS) System commences at and includes the utility isolation point of connection and terminates at the UPS-protected electrical load. The Contractor shall develop and implement a PM program for the UPS System and all mechanically and electrically interlocked ancillary parts, equipment, and components, such as: UPS units, batteries, inverters, rectifiers, bypass switches, cooling systems, monitoring and control systems, electrical disconnects, and associated wiring.
3.3.12 | Swimming Pool Maintenance | The Swimming Pool System commences at and includes the water supply and filtration system and terminates at the pool circulation outlets. The Contractor shall develop and implement a PM program for the Swimming Pool System and all mechanically and electrically interlocked ancillary parts, equipment, and components, such as: pumps, filters, chemical dosing systems, heaters, drains, circulation piping, skimmers, monitoring and control systems, and associated electrical components.
3.3.13 | Facility Electric Systems | The Facility Electric System commences at and includes the utility isolation point of connection and terminates at the electrical outlets, fixtures, and connected loads. The Contractor shall develop and implement a PM program for the Facility Electric System and all mechanically and electrically interlocked ancillary parts, equipment, and components, such as: transformers, switchgear, circuit breakers, distribution panels, wiring, receptacles, grounding systems, surge protection devices, monitoring and control systems, and electrical disconnects.
3.3.15 | Aboveground (AST) and Underground (UST) Storage Tanks | The Above Ground (AST) and Underground (UST) Storage Tank Systems commence at and include the fill and vent connections and terminate at the distribution outlet. The Contractor shall develop and implement a PM program for the AST and UST Systems and all mechanically and electrically interlocked ancillary parts, equipment, and components, such as: tanks, pumps, valves, piping, leak detection systems, cathodic protection, monitoring and control systems, spill containment systems, and associated electrical components.
3.3.16 | Overhead and Roll-Up Doors | The Overhead and Roll-Up Door System commence at and include the power and control source and terminate at the door assemblies. The Contractor shall develop and implement a PM program for the Automatic, Fire, and Roll-Up Door Systems and all mechanically and electrically interlocked ancillary parts, equipment, and components, such as: door operators, motors, guide rails, counterweights, limit switches, control panels, emergency release mechanisms, monitoring and control systems, electrical disconnects, and associated hardware.
3.3.17 | Hangar Door | The Hangar Door System commences at and includes the power and control source and terminates at the door assemblies. The Contractor shall develop and implement a PM program for the Hangar Door System and all mechanically and electrically interlocked ancillary parts, equipment, and components, such as: door panels, track systems, motors, drive mechanisms, limit switches, control panels, emergency release mechanisms, monitoring and control systems, electrical disconnects, and associated hardware.
3.3.18 | Drinking Fountains/Water Coolers | The Drinking Fountain and Water Cooler Systems commence at and include the water supply connection and terminate at the fixture discharge point. The Contractor shall develop and implement a PM program for the Drinking Fountain and Water Cooler Systems and all mechanically and electrically interlocked ancillary parts, equipment, and components, such as: chillers, filters, water dispensers, pressure regulators, monitoring and control systems, and associated plumbing and electrical connections.
3.3.19 | Airfield Light Tower | The Airfield Light Tower System commences at and includes the power supply connection and terminates at the light fixtures. The Contractor shall develop and implement a PM program for the Airfield Light Tower System and all mechanically and electrically interlocked ancillary parts, equipment, and components, such as: light fixtures, lamps, ballasts, control panels, monitoring and control systems, electrical disconnects, mounting structures, and associated wiring.
3.3.20 | Emergency Eye Wash Station | The Emergency Eyewash System commences at and includes the water supply connection and terminates at the eyewash station outlet. The Contractor shall develop and implement a PM program for the Emergency Eyewash System and all mechanically and electrically interlocked ancillary parts, equipment, and components, such as: eyewash stations, safety showers, flow control valves, pressure regulators, monitoring and control systems, and associated plumbing components.
3.3.21 | Irrigation System | The Irrigation System commences at and includes the water supply connection and terminates at the irrigation distribution outlets. The Contractor shall develop and implement a PM program for the Irrigation System and all mechanically and electrically interlocked ancillary parts, equipment, and components, such as: pumps, valves, sprinkler heads, drip irrigation lines, pressure regulators, backflow preventers, monitoring and control systems, and associated piping.
3.3.25 | Vehicle Arrestor System | The Vehicle Arrestor System commences at and includes all energy-absorbing barriers, mechanical or hydraulic arrestor units, control panels, and associated safety interlock components. The Contractor shall develop and implement a PM program for the Vehicle Arrestor System and all interlocked ancillary parts, including motors, cables, tensioning systems, sensors, limit switches, control systems, electrical disconnects, and structural foundations. The program shall ensure proper operation during emergency and routine use, in accordance with UFC 4-022-02 and manufacturer guidance.
3.3.26 | Flood Gate | The Flood Gate System commences at and includes the structural gate components, actuators, seals, hydraulic or electric operators, and associated control and monitoring systems. The Contractor shall develop and implement a PM program for the Flood Gate System to ensure functionality during high water or flooding events. The program shall cover inspection, cleaning, lubrication, testing of actuators, and seal integrity checks in accordance with applicable UFCs, NAVFAC criteria, and OEM recommendations.
Integrated Maintenance Program (IMP)
3.4.1 | HVAC and Refrigeration Systems | The HVAC and Refrigeration Systems commence at and include the power and utility connections and terminate at the conditioned air distribution or refrigeration points. The Contractor shall develop and implement an IMP for the HVAC and Refrigeration Systems and all mechanically and electrically interlocked ancillary parts, equipment, and components, such as: air handling units, chillers, condensers, compressors, evaporators, cooling towers, heat exchangers, ductwork, dampers, fans, filters, thermostats, monitoring and control systems, electrical disconnects, and associated piping.
3.4.2 | Fire Protection Systems | The Fire Protection Systems commence at and include the water supply or power connection and terminate at the fire suppression or alarm notification devices. The Contractor shall develop and implement an IMP for the Fire Protection Systems and all mechanically and electrically interlocked ancillary parts, equipment, and components, such as fire pumps, sprinkler heads, standpipes, risers, valves, deluge systems, fire suppression agtents, fire alarms, smoke detectors, control panels, monitoring and control systems, and associated electrical and plumbing components.
3.4.3 | Boilers and UPVs | The Boiler and Unfired Pressure Vessel (UPV) Systems commence at and include the utility supply connections and terminate at the distribution points. The Contractor shall develop and implement an IMP for the Boiler and UPV Systems and all mechanically and electrically interlocked ancillary parts, equipment, and components, such as: boilers, pressure vessels, burners, heat exchangers, pumps, valves, regulators, expansion tanks, safety relief devices, monitoring and control systems, electrical disconnects, and associated piping.
Other Recurring Services Program
3.6.1 | Exhaust Hoods and Ducts | The Exhaust Hood and Duct Systems commence at the appliance connection and terminate at the exhaust outlet. The Contractor shall inspect, clean, and service hoods, ducts, grease filters, and exhaust fans in accordance with NFPA 96 and manufacturer recommendations. Services shall ensure safe operation, reduce fire risk, and maintain compliance with health and safety codes.
3.6.4 | Solar Panel Maintenance | The Solar Panel System begins at the photovoltaic array and includes inverters, wiring, battery banks (if applicable), and control equipment.
3.6.5 | Gutter and Roof Inspections | The Gutter and Roof Inspection scope includes all accessible roof surfaces, drainage components, flashing, and gutter systems. The Contractor shall perform periodic inspections to identify deterioration, damage, or blockages that could affect structural integrity or water runoff. Findings shall be documented, and recommended corrective actions submitted to the Government for review. Inspections shall align with NAVFAC criteria and UFC 1-200-01.
3.6.6 | Gutter Maintenance | The Gutter System includes roof gutters, downspouts, splash blocks, and fastening hardware. The Contractor shall inspect, clean, and repair gutters to ensure unobstructed water flow and prevent roof or foundation damage. Preventive maintenance shall include removal of debris, realignment of sagging sections, and sealing of leaks
3.6.7 | Magnetic Key Card System Maintenance | The Magnetic Key Card System includes all readers, access control panels, magnetic locking hardware, associated wiring, and control software. The Contractor shall implement a PM program to ensure system functionality, including software updates, card reader calibration, hardware inspection, and integration testing with security systems.
3.6.8 | Roof Drain Cleaning | The Roof Drain System includes drains, scuppers, strainers, downspouts, and related flashing. The Contractor shall inspect and clean all roof drainage components to ensure unobstructed water flow, prevent ponding, and minimize roof damage. Work shall comply with applicable stormwater management practices.
3.6.9 | Vehicle Lift Maintenance | Vehicle Lift Systems include hydraulic or mechanical lifting equipment, safety locks, control panels, and structural anchors. The Contractor shall inspect, lubricate, test, and maintain lift systems in accordance with manufacturer recommendations and applicable OSHA/ANSI safety standards.
3.6.10 | Swimming Pool Water Testing and Treatment Services | The Swimming Pool System includes water treatment equipment, filtration systems, pumps, chemical feeders, and monitoring devices. The Contractor shall test and treat water for pH, chlorine/bromine levels, and other indicators, maintaining compliance with Navy and public health standards.
3.6.13 | Oil-Water Separator and Grease Traps Maintenance | The Oil-Water Separator and Grease Trap Systems include tanks, separation chambers, piping, sensors, and alarms. The Contractor shall clean, inspect, and service all components to maintain proper separation function and prevent environmental discharge violations in accordance with local regulations.
3.6.14 | Car Wash Water Treatment System | This system includes sedimentation tanks, filtration units, oil-water separation components, chemical dosing systems, and associated piping. The Contractor shall perform preventive maintenance to ensure proper operation, including inspection, cleaning, and replacement of filters and treatment media as required.
3.6.15 | Fire Extinguisher Inspection and Maintenance | The Fire Extinguisher Program covers all portable extinguishers and associated equipment. The Contractor shall perform inspections, hydrostatic testing, refilling, tagging, and replacement in compliance with NFPA 10 and local fire codes. Records of all maintenance activities shall be maintained.
3.6.16 | Lift Station Maintenance | The Lift Station System includes wet wells, pumps, floats, valves, control panels, and alarm systems. The Contractor shall inspect, clean, and test all components, ensuring proper wastewater conveyance. PM shall be performed in accordance with UFCs, NAVFAC standards, and manufacturer guidelines.

## 3.3.1 INTERIOR EXTERIOR LIGHT
ATTACHMENT J-1502000-07
INTERIOR AND EXTERIOR LIGHTING DESCRIPTION
Funding Activity | Bldg | Location | Equipment Description | Quantity
Global Hawk | 510 / 404 | NAS II | Fluorescent light fixtures exposed below ceiling | 41
Global Hawk | 510 / 404 | NAS II | Fluorescent light fixtures recessed in ceiling | 96
Global Hawk | 510 / 404 | NAS II | Exterior Floodlights & Wall Mounted Fixtures in the Mechanical Yard | 25
Global Hawk | 510 / 404 | NAS II | Hangar Bay Light Fixtures (10 mt above floor) | 102
Global Hawk | 413 | NAS II | LED light fixtures recessed in ceiling | 80
Global Hawk | 413 | NAS II | LED light fixtures exposed in ceiling | 26
Global Hawk | 413 | NAS II | Exterior Lights | 12
Global Hawk | 413 | NAS II | Hangar Bay Light Fixtures (10 mt above floor) | 28

## 3.3.2 LIGHTING ARREST AND GROUN
ATTACHMENT J-1502000-07
LIGHTING ARRESTORS AND GROUNDING DEVICES DESCRIPTION
Funding Activity | Location | Bldg / Facility | Remarks
CNRE | NAS II | 608 | 16 ea. Grounding Points
CNRE | NAS II | 609 | 4 ea. Grounding Points
CNRE | NAS II | 827
CNRE | NAS II | 828
CNRE | NAS II | 847
CNRE | NAS II | 848
CNRE | NAS II | 849
CNRE | NAS II | 856
CNRE | NAS II | 861
CNRE | NAS II | 862
CNRE | NAS II | 863
CNRE | NAS II | 864
CNRE | NAS II | 866
CNRE | NAS II | 881
CNRE | NAS II | 882
CNRE | NAS II | 887
CNRE | NAS II | 897 Open Storage Pad | Pad
CNRE | NAS II | 897 Open Storage Pad | 6 Each Portable Magazines
CNRE | NAS II | Gates & Posts | 6 Sets
CNRE | NAS II | Portable Magazines | 10 Each
CNRE | NAS II | 408 - P655 | 17ea Inspectable grounding points + 23ea not inspectable grounding points + 6ea aircraft grounding points
CNRE | NAS II | 410 | Inspectable grounding points + not inspectable grounding points + 12ea aircraft grounding points
CNRE | NAS II | 408 - P655 | 17ea Inspectable grounding points + 23ea not inspectable grounding points + 6ea aircraft grounding points
CNRE | NAS II | 410 | Inspectable grounding points + not inspectable grounding points + 12ea aircraft grounding points
CNRE | NAS II | 608 | 16 ea. Grounding Points
CNRE | NAS II | 609 | 4 ea. Grounding Points
CNRE | NAS II | 827
CNRE | NAS II | 828
CNRE | NAS II | 847
CNRE | NAS II | 848
CNRE | NAS II | 849
CNRE | NAS II | 856
CNRE | NAS II | 861
CNRE | NAS II | 862
CNRE | NAS II | 863
CNRE | NAS II | 864
CNRE | NAS II | 866
CNRE | NAS II | 881
CNRE | NAS II | 882
CNRE | NAS II | 887
CNRE | NAS II | 897 Open Storage Pad | Pad
CNRE | NAS II | 897 Open Storage Pad | 6 Each Portable Magazines
CNRE | NAS II | Gates & Posts | 6 Sets
CNRE | NAS II | Portable Magazines | 10 Each
Global Hawk | NAS II | ATOC Ramp | 77 ea. Grounding Points
Global Hawk | NAS II | 426
Global Hawk | NAS II | 630
Global Hawk | NAS II | A/C Washrack
Global Hawk | NAS II | Primary Red Label Area | 39 ea. Grounding Points
Global Hawk | NAS II | Ramp 3 (Secondary Red Label Area) | 250 ea. Grounding Points
Global Hawk | NAS II | Hangar Bay / Apron Aircraft | Grounding Points: 26
Global Hawk | NAS II | 510 | Lighting Protection System: 48 Connections - 15 Drops - 9 Ground Pits
Global Hawk | NAS II | 510 | Grounding Points, 26 each
Global Hawk | NAS II | 413 | Lightining Protection System: n. 30 Connections - 4 Drops - 4 Ground Pits. 1 Grounding Point
Global Hawk | NAS II | 413 | Grounding Points, 1 each
Global Hawk | NAS II | 3873 | Grounding Points: 97
NAVSUP Fuels & DLA Energy | NAS II | POL Fuel Depot Area
NAVSUP Fuels & DLA Energy | NAS II | Aviation Fuels Systems Area
NAVSUP Fuels & DLA Energy | NAS II | Vehicle Fueling Station

## 3.3.3 VTE
ATTACHMENT J-1502000-07
VERTICAL TRANSPORATION EQUIPMENT (VTE) DESCRIPTION
Funding Activity | Location | Bldg / Facility | Type | Capacity (KG) | Manufacturer | Year Installed | Speed (m / sec) | Door Type | # Stops | 3Y Insp. | 5Y Insp.
CNRE | NAS II | 465 | Passenger Hydraulic Elevator (PHE) | 1600 | Di Francesco | 2003 | 0.63 | Power | 2 | 2016-01-01 | 2017-01-01
CNRE | NAS II | 537 | Passenger Hydraulic Elevator (PHE) | 1345 | Schindler | 1982 | 0.4 | Power | 3 | 2016-01-01 | 2017-01-01
CNRE | NAS II | 408 | Passenger Hydraulic Elevator (PHE) | 2450 - 1600 (21 people) | Thyssenkrupp | 2021 | 0.74 | Power | 2
CNRE | NAS II | 410 | Passenger Hydraulic Elevator (PHE) | 2450 - 1600 (21 people) | Thyssenkrupp | 2023 | 0.74 | Power | 2
CNRE | NAS II | 555 | Passenger Hydraulic Elevator (PHE) | 1600 | Di Francesco | 2006 | 1.8 | Power | 5 | 2018
CNRE | NAS II | 555 | Passenger Hydraulic Elevator (PHE) | 1600 | Di Francesco | 2006 | 1.8 | Power | 5 | 2018
CNRE | NAS II | 557 | Passenger Hydraulic Elevator (PHE) | 1250 | Maspero | 2001 | 0.6 | Power | 4 | 2016-01-01 | 2017-01-01
CNRE | NAS II | 557 | Passenger Hydraulic Elevator (PHE) | 1250 | Maspero | 2001 | 0.6 | Power | 4 | 2016-01-01 | 2017-01-01
CNRE | NAS II | 562 | Passenger Hydraulic Elevator (PHE) | 1250 | Kone | 1999 | 0.57 | Power | 4 | 2016-01-01 | 2017-01-01
CNRE | NAS II | 606 | Passenger Hydraulic Elevator (PHE) | 900 | Otis | 1988 | 0.6 | Power | 2 | 2016-01-01 | 2017-01-01
CNRE | NAS II | 618 | Passenger Hydraulic Elevator (PHE) | 1600 | Di Francesco | 2009 | 0.63 | Power | 2
CNRE | NAS II | 623 | Passenger Hydraulic Elevator (PHE) | 1250 | Kone | 1998 | 0.58 | Power | 4 | 2016-01-01 | 2017-01-01
CNRE | NAS II | 623 | Passenger Hydraulic Elevator (PHE) | 1250 | Kone | 1998 | 0.58 | Power | 4 | 2017-03-01 | 2018-03-01
CNRE | NAS II | 639 | Passenger Hydraulic Elevator (PHE) | 2700 | Schindler | 1998 | 0.5 | Power | 2 | 2016-01-01 | 2017-01-01
CNRE | NAS II | 724 | Passenger Hydraulic Elevator (PHE) | 1600 | Di Francesco | 2003 | 0.63 | Power | 2 | 2016-01-01 | 2017-01-01
CNRE | NAS I | 157 | Passenger Hydraulic Elevator (PHE) | 1600 | Maspero | 2003 | 0.62 | Power | 2 | 2016-02-01 | 2017-02-01
CNRE | NAS I | 170 | Passenger Hydraulic Elevator (PHE) | 1250 | Kone | 1999 | 0.62 | Power | 4 | 2016-02-01 | 2017-02-01
CNRE | NAS I | 170 | Passenger Hydraulic Elevator (PHE) | 1250 | Kone | 1999 | 0.62 | Power | 4 | 2016-01-01 | 2017-01-01
CNRE | NAS I | 313 | Passenger Hydraulic Elevator (PHE) | 1250 | Schindler | 1995 | 0.5 | Power | 3
CNRE | NAS I | 317 | Passenger Hydraulic Elevator (PHE) | 1600 | Maspero | 2003 | 0.62 | Power | 2 | 2017-10-01 | 2014-10-01
CNRE | NAS I | 318 | Passenger Hydraulic Elevator (PHE) | 1600 | Maspero | 2003 | 0.62 | Power | 3 | 2017-03-01 | 2018-03-01
CNRE | NAS I | 319 | Passenger Hydraulic Elevator (PHE) | 1600 | Maspero | 2003 | 0.62 | Power | 2 | 2017-10-01 | 2014-10-01
CNRE | NAS I | 175 | Passenger Hydraulic Elevator (PHE) | 1600 | Maspero | 2005 | 0.63 | Power | 2 | 2017-07-01 | 2015-07-01
CNRE | NAS I | 175 | Passenger Hydraulic Elevator (PHE) | 1600 | Maspero | 2005 | 0.63 | Power | 2 | 2017-07-01 | 2015-07-01
DECA | NAS I | 225 | Passenger Hydraulic Elevator (PHE) | 1000 | Maspero | 2001 | 0.6 | Power | 2 | 2016-01-01 | 2017-01-01
Funding Activity | Bldg | Location | Asset No. | Quantity | Comments
DLA Dist. | 452 | NAS II | TBD | 4 | Certification Not Required. Quarterly cleaning of the ramp pit to be included in PM
DLA Dist. | 452 | NAS II | TBD | 2 | Certification Not Required. Quarterly cleaning of the ramp pit to be included in PM
DLA Dist. | 722 | NAS II | TBD | 1 | Certification Not Required. Quarterly cleaning of the ramp pit to be included in PM
DLA Dist. | 723 | NAS II | TBD | 1 | Certification Not Required. Quarterly cleaning of the ramp pit to be included in PM

## 3.3.4 COMPRESSED AIR SYSTEMS
ATTACHMENT J-1502000-07
COMPRESSED AIR SYSTEMS DESCRIPTION
Funding Activity | Location | Bldg / Facility | Description | Qty
Global Hawk | NAS II | 510 | Compressed Air System (includes Air Dryer) | 1
Global Hawk | NAS II | 413 | Compressed Air System (includes Air Dryer) | 1

## 3.3.5 AUXILIARY GENERATORS
ATTACHMENT J-1502000-07
AUXILIARY GENERATORS DESCRIPTION
Funding Activity | Site | Bldg / Facility | Year | kW | Voltage | Hz | Phase | Fuel | Quantity | Location
CNRE | Niscemi | 2100 |  | 5 | 230 | 50 | 1 | Diesel | 5
CNRE | Niscemi | 2100 |  | 6 | 240/120 | 60/50 | 1 | Diesel | 4
Global Hawk | NAS II | 510 |  | 130 |  |  |  | Diesel | 1
Global Hawk | NAS II | 510 |  | 105 |  |  |  | Diesel | 1
Global Hawk | NAS II | 510 | [6 empty] | 1
Global Hawk | NAS II | 413 |  | 500 |  |  |  | Diesel | 1
Global Hawk | NAS II | 3873 |  | 350 |  |  |  | Diesel | 3
SPACE FORCE | NAS II | 423 | 2018 | 182 | 400 | 50 | 3 | Diesel | 1

## 3.3.6 UPS
ATTACHMENT J-1502000-07
UNINTERRUPTABLE POWER SUPPLY SYSTEMS (UPS) DESCRIPTION
Funding Activity | Bldg | Location | Equipment Description | Quantity
Global Hawk | 413 | NAS II | UPS Unit - above 39 kVA 60HZ | 2
Global Hawk | 413 | NAS II | Batteries Cabinet | 2
Global Hawk | 510 | NAS II | UPS Unit - above 59 kVA 60HZ | 1
Global Hawk | 510 | NAS II | Batteries Cabinet for UPS-001 | 1
Global Hawk | 510 | NAS II | UPS Unit - above 779 kVA | 1

## 3.3.12 SWIMMING POOLS
ATTACHMENT J-1502000-07
SWIMMING POOLS EQUIPMENT DESCRIPTION
Funding Activity | Location | Bldg / Facility | Room | Equipment Description | Qty | Manufacturer | Model # | Capacity | Year Installed | Remarks
CNRE | NAS I | 157 | Mechanical | Boiler | 1 | FER | Marks RS 820 | 820 KW | 2008
CNRE | NAS I | 157 | Mechanical | Burner | 1 | UNIGAS | P72 | 300/1200 KW | 2008
CNRE | NAS I | 157 | Mechanical | Hot Water Circulating Pumps | 2 | KSB | Trialine | 50000 LT/Hr 10 MT | 2008
CNRE | NAS I | 157 | Mechanical | Temperature Controllers | 2 | Coster | DTR 628 |  | 2008
CNRE | NAS I | 157 | Mechanical | Temperature Sensors | 2 | Coster | SIH 010 |  | 2008
CNRE | NAS I | 157 | Mechanical | Three Way Valves | 1 | Coster | VRG 332 | 1 inch | 2008
CNRE | NAS I | 157 | Mechanical | Three Way Valves | 1 | Coster | VF 365 | 2 ½ inch | 2008
CNRE | NAS I | 157 | Mechanical | On-Off Gas Valve | 1 | Caleffi | 54109 | 2 inch | 2008
CNRE | NAS I | 157 | Mechanical | Air Separator | 2 | Caleffi | 551102 | DN 100 | 2008
CNRE | NAS I | 157 | Mechanical | Water Filling Valves | 1 | Caleffi | 553640 | ½ inch | 2008
CNRE | NAS I | 157 | Mechanical | Backflow Preventer | 1 | Caleffi | 574004 | ½ inch | 2008
CNRE | NAS I | 157 | Mechanical | Sand Filter | 2 | Cillichemie | BFP 30 A |  | 2008
CNRE | NAS I | 157 | Mechanical | Sand Filter | 1 | Cillichemie | 5020832 |  | 2008
CNRE | NAS I | 157 | Vert. Strainers / Filters | Chemical Co (?) |  | AST (?) | SMFN 7000 |  | 2008
CNRE | NAS I | 157 | Mechanical | Electric Motor | 8
CNRE | NAS I | 157 | Mechanical | Circulating Pumps | 3
CNRE | NAS I | 157 | Mechanical | Manifold System
CNRE | NAS I | 157 | Mechanical | Check Valve (main) | 1
CNRE | NAS I | 157 | Mechanical | Gate Valve (main) | 1 |  |  |  | 2012
CNRE | NAS I | 157 | Mechanical | Surge Tank | 1
CNRE | NAS I | 157 | Mechanical | Chemical Analyzer
CNRE | NAS I | 157 | Mechanical | Chemical Metering Pumps
CNRE | NAS I | 157 | Mechanical | Pool Control Panel
CNRE | NAS I | 157 | Mechanical | Chemical Feed Tanks
CNRE | NAS I | 157 | Mechanical | Chemical Feed Piping
CNRE | NAS I | 157 | Mechanical | Pool Chlorinator
CNRE | NAS I | 157 | Mechanical | Pool Filter Control
CNRE | NAS I | 157 | Mechanical | Pool Filter
CNRE | NAS I | 157 | Mechanical | Pool Sump Pumps
CNRE | NAS I | 157 | Mechanical | Pool Supply and Return
CNRE | NAS I | 157 | Mechanical | Pump Pit Piping and Pumps
CNRE | NAS I | 157 | Mechanical | Recirculation Pumps | 3
CNRE | NAS I | 157 | Mechanical | Pump Disconnect Switches
CNRE | NAS I | 157 | Mechanical | Pool Discharge Valves
CNRE | NAS II | 543 | Mechanical | Chemical Controller | 1 | Culligan | MTC1/07 |  | 2013 | Wrk Hrs 0730 - 1600
CNRE | NAS II | 543 | Chemical Store | Chemical Pump (Chlorine) | 2 | Culligan | Prop-2 |  | 2013 | Wrk Hrs 0730 - 1600
CNRE | NAS II | 543 | Chemical Store | Chemical Pump (Ph) | 2 | Culligan | Prop-2 |  | 2013 | Wrk Hrs 0730 - 1600
CNRE | NAS II | 543 | Mechanical | Pool Pumps | 3 | Saer Elettropompe | IRXP4100 | 1000kw | 2013 | Wrk Hrs 0730 - 1600
CNRE | NAS II | 543 | Mechanical | Sand Filter | 2 | Culligan | SWF A 120 |  | 2013 | Wrk Hrs 0730 - 1600
CNRE | NAS II | 543 | Mechanical | Stainless Steel Pre Filter | 3 | Fam Pfp | 370 | 4” | 2013 | Wrk Hrs 0730 - 1600
CNRE | NAS II | 543 | Mechanical | Back Flow Preventer | 1 | Febco | RP9811161400 | 4” |  | Wrk Hrs 0730 - 1600
CNRE | NAS II | 543 | Mechanical | Back Flow Preventer | 1 | Watts Rp | RP663379 | 1” | 2103 | Wrk Hrs 0730 - 1600
NOTES:
(1) Above swimming pool equipment inventory outlines major system components. The Contractor shall be responsible for maintaining all valves, fittings and other interconnected components necessary for the pool to remain operational.
(2) The Contractor shall be responsible for two daily operational and water quality check and proper calibration of all measuring equipment. The recurring maintenance of the boiler and associated equipment in Bldg 548 are maintained under a separate program. During daily operational checks, the Contractor shall ensure pool temperatures are within specified norms and shall be able to investigate and troubleshoot all equipment associated with the pool. The Contractor will not be liable for repairs to pool related equipment in the Bldg 548 mechanical room under the Preventative Maintenance Program specification.

## 3.3.12 SWIMMING POOLS OPS HOURS
ATTACHMENT J-1502000-07
SWIMMING POOLS OPERATIONAL HOURS*
Location | Bldg | Season | Operating Hours M - F | Operating Hours Weekends | Function
NAS I | 175 | June 1 – August 31 | 0530 - 0800 | None | Lap Swim
|  |  | 0900 - 1100 | None | Swim Lessons
|  |  | 1100 - 1800 | 1200 - 1800 | Family Swim/Lap Swim
|  | September 1 – May 31 | 0530 - 0800 | None | Lap Swim
|  |  | 1100 - 1300 | None | Swim Lessons
|  |  | 1430 - 1800 | None | Family Swim/Lap Swim
NAS II | 543 | 365 days / year | Varies | Varies | Lap Swim
Dive Pool
*Operational hours are subject to change on customer request.

## 3.3.13 FACILITY ELECTRICAL SYS
ATTACHMENT J-1502000-07
FACILITY ELECTRIC SYSTEMS DESCRIPTION
Funding Activity | Bldg | Location | Equipment Description | Quantity
Global Hawk | 510 | NAS II | Static Frequency Converter - 100 kVA | 1
Global Hawk | 510 | NAS II | Electric Panel LSH 200A - 60Hz | 1
Global Hawk | 510 | NAS II | Electric Panel LRE 125A - 60Hz | 1
Global Hawk | 510 / 404 | NAS II | Frequency Converter Electric Panel | 1
Global Hawk | 510 / 404 | NAS II | Automatic Transfer Switch / ATS-001 for EPG-001 | 1
Global Hawk | 510 / 404 | NAS II | Automatic Transfer Switch / ATS-002 for EPG-002 | 1
Global Hawk | 510 | NAS II | Automatic Transfer Switch | 1
Global Hawk | 510 | NAS II | Electrical Panel QM2 -Main breaker | 1
Global Hawk | 510 | NAS II | Electrical Panel - A1 | 1
Global Hawk | 510 | NAS II | Electrical Panel - A2 | 1
Global Hawk | 510 | NAS II | Electrical Panel - QM3 | 1
Global Hawk | 510 | NAS II | Electrical Panel - QB1 | 1
Global Hawk | 510 | NAS II | Electrical Panel - QMDP | 1
Global Hawk | 510 | NAS II | Electrical Panel - QMD1 | 1
Global Hawk | 510 | NAS II | Electrical Panel - QUPS1 | 1
Global Hawk | 510 | NAS II | Transformers | 2
Global Hawk | 510 | NAS II | Static Converter | 1
Space Force | 423 | NAS II | Power Transformers | 2
Space Force | 423 | NAS II | Frequency Converter | 2
Space Force | 423 | NAS II | Emergency Generator Remote Control Panel | 1
Global Hawk | 413 | NAS II | Transformers (with same characteristics), 200-kVA | 2
Global Hawk | 413 | NAS II | Static Frequency Converter | 2
Global Hawk | 413 | NAS II | Electric Panel MDP (400/230V, 50Hz) | 1
Global Hawk | 413 | NAS II | Electric Panel MDP-A (208/120V, 60Hz) | 1
Global Hawk | 413 | NAS II | Electric Panel UPS (208/120V, 60Hz) | 1
Global Hawk | 413 | NAS II | Electric Panel CP (208/120V, 60Hz) | 1
Global Hawk | 413 | NAS II | Electric Panel MP-NT (400/230V, 50Hz) | 1
Global Hawk | 413 | NAS II | Electric Panel DP-NT-1 (400/230V, 50Hz) | 1
Global Hawk | 413 | NAS II | Electric Panel HLP-NT-1 (400/230V, 50Hz) | 1
Global Hawk | 413 | NAS II | Electric Panel HP-T1 (400/230V, 50Hz) | 1
Global Hawk | 413 | NAS II | Electric Panel HP-T3 (400/230V, 50Hz) | 1
Global Hawk | 413 | NAS II | Electric Panel HP-T2 (208/120V, 60Hz) | 1
Global Hawk | 413 | NAS II | Electric Panel HP-T4 (208/120V, 60Hz) | 1
Global Hawk | 413 | NAS II | Electric Panel HP-T5 (208/120V, 60Hz) | 1
Global Hawk | 413 | NAS II | Electric Panel FMP-3 (208/120V, 60Hz) | 1
Global Hawk | 413 | NAS II | Electric Panel SP-C (208/120V, 60Hz) | 1
Global Hawk | 413 | NAS II | Electric Panel HP-C (208/120V, 60Hz) | 1
Global Hawk | 413 | NAS II | Electric Panel FMP-C (208/120V, 60Hz) | 1
Global Hawk | 413 | NAS II | Electric Panel CP-C (208/120V, 60Hz) | 1
Global Hawk | 413 | NAS II | Electric Panel RP-C (208/120V, 60Hz) | 1
Global Hawk | 3873 | NAS II | Main distribution electrical panels - EMSWBD (400/230V, 50Hz) | 1
Global Hawk | 3873 | NAS II | Main distribution electrical panels - ESSWBD (400/230V, 50Hz) | 1
Global Hawk | 3873 | NAS II | Main distribution electrical panels - SWBD-UPS-1 (208/120V, 60Hz) | 1
Global Hawk | 3873 | NAS II | Main distribution electrical panels - SWBD-UPS-2 (208/120V, 60Hz) | 1
Global Hawk | 3873 | NAS II | Antennas electric panels - RAD 1-16 (400/230V, 50Hz) | 16
Global Hawk | 3873 | NAS II | Antennas electric panels - RAD T1-T4 (400/230V, 50Hz) | 4
Global Hawk | 3873 | NAS II | Antennas electric panels - SAT T1-T4 (208/120V, 60Hz) | 4
Global Hawk | 3873 | NAS II | Antennas electric panels - SAT 1-16 (208/120V, 60Hz) | 16
Global Hawk | 3873 | NAS II | Local distribution electrical panels - EH1-8 (400/230V, 50Hz) | 8
Global Hawk | 3873 | NAS II | Local distribution electrical panels - ES1 (400/230V, 50Hz) | 1
Global Hawk | 3873 | NAS II | Local distribution electrical panels - G1 (400/230V, 50Hz) | 1
Global Hawk | 3873 | NAS II | Local distribution electrical panels - ATS-1 (400/230V, 50Hz) | 1
Global Hawk | 3873 | NAS II | Local distribution electrical panels - ES2 (400/230V, 50Hz) | 1
Global Hawk | 3873 | NAS II | Local distribution electrical panels - M1 (400/230V, 50Hz) | 1
Global Hawk | 3873 | NAS II | Local distribution electrical panels - B1 (400/230V, 50Hz) | 1
Global Hawk | 3873 | NAS II | Local distribution electrical panels - EL1 (208/120V, 60Hz) | 1
Global Hawk | 3873 | NAS II | Local distribution electrical panels - EL8 (208/120V, 60Hz) | 1
Global Hawk | 3873 | NAS II | Local distribution electrical panels - UPSP1 (208/120V, 60Hz) | 1
Global Hawk | 3873 | NAS II | Local distribution electrical panels - UPSP2-1 (208/120V, 60Hz) | 1
Global Hawk | 3873 | NAS II | Local distribution electrical panels - UPSP2-2 (208/120V, 60Hz) | 1
Global Hawk | 3873 | NAS II | Local distribution electrical panels - UPSP2-3 (208/120V, 60Hz) | 1
Global Hawk | 3873 | NAS II | Local distribution electrical panels - UPSP3-1 (208/120V, 60Hz) | 1
Global Hawk | 3873 | NAS II | Local distribution electrical panels - UPSP3-2 (208/120V, 60Hz) | 1
Global Hawk | 3873 | NAS II | Local distribution electrical panels - UPSP3-3A (208/120V, 60Hz) | 1
Global Hawk | 3873 | NAS II | Local distribution electrical panels - UPSP3-3B (208/120V, 60Hz) | 1

## 3.3.15 AST AND UST
ATTACHMENT J-1502000-07
ABOVEGROUND (AST) AND UNDERGROUND (UST) STORAGE TANKS DESCRIPTION
Funding Activity | Tank Number | Capacity (gal) | Type of Tank | Current Use | Contents | Facility
Active Regulated ASTs (STI)
CNRE | 53-A | 500 | AST- Cont. Solu | Generator | Includes Diesel, Used Oil and JP-5 | NAS II
CNRE | 156-A | 3000 | AST-double wall | Heating |  | NAS I
CNRE | 183-Gen | 1000 | AST-w/dike | Generator |  | NAS 1
CNRE | 204-A | 300 | AST(italian) | Generator/ Fire Suppression |  | NAS I
AFN | 212-A | 2000 | AST - Convault | Generator |  | NAS I
DODEA | 216-A | 100 | AST-w/dike | Emergency Generator/ Fire Suppression |  | NAS I
CNRE | 225-A | 396 | AST-w/dike | Fire Suppression |  | NAS I
CNRE | 225-D | 280 | AST-w/dike | Heating |  | NAS I
CNRE | 202-NW | 125 | AST-w/dike | Fire Suppression |  | NAS I
CNRE | 315-A | 3000 | AST - Convault | Heating |  | NAS I
CNRE | 320-A | 2000 | AST-w/dike | Generator |  | NAS I
CNRE | 403-A | 211 | AST | Generator |  | NAS II
CNRE | 405-A | 2000 | AST – Convault | Heating |  | NAS II
CNRE | 408-E | 9000 | AST-double wall | Generator |  | NAS II
CNRE | 409-A | 211 | AST | Generator |  | NAS II
CNRE | 410-NW | 9000 | AST-double wall | Generator |  | NAS II
GLOBAL HAWK | 413-Gen | 850 | AST | Generator |  | NAS II
CNRE | 419-A | 330 | AST-w/dike | Generator |  | NAS II
CNRE | 419-B | 330 | AST-w/dike | Generator |  | NAS II
CNRE | 419-C | 330 | AST-w/dike | Generator |  | NAS II
CNRE | 419-D | 330 | AST-w/dike | Generator |  | NAS II
CNRE | 420-A | 1000 | AST-Supervault | Generator |  | NAS II
CNRE | 420-B | 250 | AST-Supervault | Heating |  | NAS II
SPACE FORCE | 423-Gen | 500 | AST | Heating |  | NAS II
CNRE | 426-B | 2000 | AST-w/dike | Heating |  | NAS II
CNRE | 435-A | 793 | AST-w/dike | Generator |  | NAS II
CNRE | 438-W | 500 | AST-MOIME | Fuels vehicles |  | NAS II
NAVSUP Fuels & DLA Energy | 449-A | 2000 | AST - Convault | Generator |  | NAS II
CNRE | 463-S | 1145 | AST-w/dike | Generator |  | NAS II
CNRE | 463-Gen | 126 | AST | Generator |  | NAS II
CNRE | 463-2(Well) | 250 | AST-w/dike | Generator |  | Offsite Well
FUELS | 464-N | 2000 | AST - Convault | Generator |  | NAS II
NAVSUP Fuels & DLA Energy | 464-A | 500 | AST-Margen | Generator |  | NAS II
CNRE | 465-SE | 500 | AST-Contain.Solu | Generator |  | NAS II
NAVSUP Fuels & DLA Energy | 466-E | 500 | AST-Leb | Generator |  | NAS II
CNRE | 488-S | 500 | AST | Generator |  | NAS II
CNRE | 496-Gen | 745 | AST | Generator |  | NAS II
GLOBAL HAWK | 510-N-1 | 3000 | AST-Supervault | Heating |  | NAS II
GLOBAL HAWK | 510-N-2 | 3000 | AST-Supervault | Generator |  | NAS II
CNRE | 522-A | 745 | AST | Used Oil |  | NAS II
CNRE | 522-B | 745 | AST | Used Oil |  | NAS II
NGIS | 545-B | 500 | AST | Heating |  | NAS II
CNRE | 548-E | 2000 | AST – Convault | Generator |  | NAS II
CNRE | 553-A | 500 | AST | Generator |  | NAS II
NGIS | 559-A | 374 | AST-SW/dike | Fire Suppression |  | NAS II
CNRE | 560-E | 1700 | AST | Generator |  | NAS II
CNRE | 563-A | 374 | AST-SW/dike | Fire Suppression |  | NAS II
CNRE | 564-A | 2000 | AST – Convault | Heating |  | NAS II
CNRE | 585-S-DT1 | 175 | AST | Generator |  | NAS II
CNRE | 585-S-DT2 | 175 | AST | Generator |  | NAS II
NAVSUP Fuels & DLA Energy | 605-A | 2500 | AST | Drain Tank |  | NAS II
CNRE | 618-N | 2000 | AST - Convault | Heating |  | NAS II
CNRE | 619-N | 745 | AST | Used Oil Container |  | NAS II
CNRE | 620-W | 3000 | AST – Convault | Heating |  | NAS II
CNRE | 622-SE | 3000 | AST – Convault | Heating |  | NAS II
CNRE | 624 | 300 | AST | Fire Suppression |  | NAS II
CNRE | 630-E | 745 | AST | Used Oil Container |  | NAS II
CNRE | 639-A | 3000 | AST | Generator |  | NAS II
CNRE | 641-Gen | 100 | AST | Generator |  | NAS II
CNRE | 697-Gen | 500 | AST | Generator |  | NAS II
DLA Distribution | 721-B | 396 | AST | Fire Suppression |  | NAS II
CNRE | 723-B | 396 | AST | Generator |  | NAS II
CNRE | 747(Well) | 250 | AST | Generator |  | Offsite Well
CNRE | 1012 | 117 | AST | Fire Suppression |  | NAS II
CNRE | 1020-W | 2000 | AST - Convault | Heating |  | NAS II
NAVSUP Fuels & DLA Energy | 1030-A | 800 | AST - Supervault | Generator |  | NAS II
NAVSUP Fuels & DLA Energy | 1042-B | 27612 | AST | Bulk Fuels |  | NAS II
NAVSUP Fuels & DLA Energy | 1043-C | 27598 | AST | Bulk Fuels |  | NAS II
NAVSUP Fuels & DLA Energy | 1044-D | 27550 | AST | Bulk Fuels |  | NAS II
CNRE | 2100-A | 12000 | AST - Convault | Generator |  | NISCEMI
CNRE | 2100-B | 12000 | AST - Convault | Generator |  | NISCEMI
CNRE | 2100-C | 12000 | AST - Convault | Generator |  | NISCEMI
CNRE | 2100-D | 12000 | AST - Convault | Generator |  | NISCEMI
CNRE | 2100-E | 12000 | AST - Convault | Generator |  | NISCEMI
CNRE | 2100-F | 250 | AST | Generator |  | NISCEMI
CNRE | 2100-H | 250 | AST | Generator |  | NISCEMI
CNRE | 2100-I | 250 | AST | Generator |  | NISCEMI
CNRE | 2100-L | 250 | AST | Generator |  | NISCEMI
CNRE | 2112-1 | 6000 | AST | Generator |  | NISCEMI
CNRE | 2112-2 | 6000 | AST | Generator |  | NISCEMI
CNRE | 2112-3 | 6000 | AST | Generator |  | NISCEMI
GLOBAL HAWK | 3873-A | 2000 | AST-Convault | Generator |  | NAS II
GLOBAL HAWK | 3873-1 Gen | 500 | AST | Generator |  | NAS II
GLOBAL HAWK | 3873-2 Gen | 500 | AST | Generator |  | NAS II
GLOBAL HAWK | 3873-3 Gen | 500 | AST | Generator |  | NAS II
CNRE | 6183-B | 120 | AST | Generator |  | NAS II
Active Regulated USTs
CNRE | 537-A | 2642 | UST | Heating |  | NAS II
CNRE | 563-B | 2500 | UST | Heating |  | NAS II
Small Day Tanks
CNRE | 53-gen | 60 | AST | Generator |  | NAS II
CNRE | 403-gen | 60 | AST | Generator |  | NAS II

## 3.3.16 OVERHEAD ROLL-UP DOORS
ATTACHMENT J-1502000-07
OVERHEAD AND ROLL-UP DOORS DESCRIPTION
Funding Activity | Bldg | Location | Equipment Description | Asset No. | Quantity
CNRE | 183 | NAS I | Electric Roll-up Door | 6-183-RLD-C03 | 5
CNRE | 494 | NAS II | Hydaraulic Folding Doors | 6-494-RLD-C03 | 6
CNRE | 618 | NAS II | Hydaraulic Folding Doors | 6-618-RLD-C01/02 | 13
CNRE | 619 | NAS II | Hydaraulic Folding Doors | 6-619-RLD-C01/02 | 23
CNRE | 621 | NAS II | Hydaraulic Folding Doors | 6-621-RLD-001 thru 004 | 4
CNRE | 622 | NAS II | Hydaraulic Folding Doors | 6-622-RLD-001 thru 004 | 4
CNRE | 1010 | NAS II | Hydaraulic Folding Doors | 1-1010-RLD-001/002 | 2
CNRE | 1020 | NAS II | Hydaraulic Folding Doors | 1-1020-RLD-001 thru 006 | 6
Global Hawk | 510 | NAS II | Electric Roll-up Door | 6-510-RLD-002 | 1
Global Hawk | 510 | NAS II | Electric Roll-up Door | 6-510-RLD-003 | 1
Global Hawk | 510 | NAS II | Electric Roll-up Door | 6-510-RLD-004 | 1
Global Hawk | 510 | NAS II | Electric Folding Door | 6-510-SLD-001 | 1
Global Hawk | 510 | NAS II | Electric Folding Door | 6-510-SLD-002 | 1
Global Hawk | 413 | NAS II | Electric Folding Door | 6-510-BOI-002 | 3
Global Hawk | 3873 | NAS II | Electric Roll-up Door |  | 1

## 3.3.17 HANGAR DOORS
ATTACHMENT J-1502000-07
HANGAR DOORS DESCRIPTION
Funding Activity | Bldg | Location | Equipment Description | Asset No. | Quantity
CNRE | 408 | NAS II | Hangar Bay Door | 6-408-LFT-002/7 | 2
CNRE | 410 | NAS II | Hangar Bay Door | 6-410-LFT-002/7 | 2
Global Hawk | 510 | NAS II | Hangar Bay Door |  | 2
Global Hawk | 413 | NAS II | Hangar Bay Door |  | 2

## 3.3.18 DRINK FOUNT & WATER COOL
ATTACHMENT J-1502000-07
DRINKING FOUNTAINS AND WATER COOLERS DESCRIPTION
Funding Activity | Bldg | Location | Equipment Description | Quantity
CNRE | 157 | NAS I | Drinking Fountain | 2
CNRE | 170 | NAS I | Drinking Fountain | 2
CNRE | 175 | NAS I | Drinking Fountain | 17
CNRE | 317 | NAS I | Drinking Fountain | 2
CNRE | 318 | NAS I | Drinking Fountain | 2
CNRE | 319 | NAS I | Drinking Fountain | 4
Global Hawk | 412 | NAS II | Drinking Fountain | 1
SPACE FORCE | 423 | NAS II | Drinking Fountain | 1
CNRE | 436 | NAS II | Drinking Fountain | 1
CNRE | 471 | NAS II | Drinking Fountain | 1
Global Hawk | 510 | NAS II | Drinking Fountain / 6-510-DRF-001 | 1
Global Hawk | 510 | NAS II | Drinking Fountain / 6-510-DRF-002 | 1
Global Hawk | 510 | NAS II | Drinking Fountain / 6-510-DRF-C01 | 2
Global Hawk | 510 | NAS II | Drinking Fountain | 3
CNRE | 618 | NAS II | Drinking Fountain | 4
CNRE | 619 | NAS II | Drinking Fountain | 2
CNRE | 720 | NAS II | Drinking Fountain | 2
CNRE | 724 | NAS II | Drinking Fountain | 2
CNRE | 1020 | NAS II | Drinking Fountain | 2
Global Hawk | 3873 | NAS II | Drinking Fountain | 2
Global Hawk | 510 | NAS II | Drinking Fountain / 6-510-DRF-002 | 1
Global Hawk | 510 | NAS II | Drinking Fountain / 6-510-DRF-C01 | 2

## 3.3.19 AIRFIELD LIGHT TOWERS
ATTACHMENT J-1502000-07
AIRFIELD LIGHT TOWERS DESCRIPTION
FUNDING ACTIVITY | SITE | LOCATION | EQUIPMENT DESCRIPTION
CNRE | NAS II | 8119 | Mobile Light Tower
CNRE | NAS II | 8119 | Mobile Light Tower
CNRE | NAS II | 8119 | Mobile Light Tower
CNRE | NAS II | 8119 | Mobile Light Tower
CNRE | NAS II | 8119 | Mobile Light Tower

## 3.3.20 EMERGENCY EYEWASH STAT
ATTACHMENT J-1502000-07
EMERGENCY EYEWASH STATIONS DESCRIPTION
FUNDING ACTIVITY | SITE | LOCATION | EQUIPMENT DESCRIPTION | ASSET NO. | Qty
Global Hawk | NAS II | 413 | Emergency Eyewash | 6-510-BOI-001 | 3
Global Hawk | NAS II | 510 | Emergency Eyewash | 6-510-PLMB-001 | 6

## 3.3.21 IRRIGATION SYSTEMS
ATTACHMENT J-1502000-07
IRRIGATION SYSTEMS DESCRIPTION
Funding Activity: CNRE
Location: NAS I
Proximity |  |  | Type (Automated/ Manual) |  |  | Control Valve Box |  | Electrical Connection Box |  | Timer |  | Remarks
Bldg. 157 |  |  | Automated |  |  | 4 |  |  |  | 1
Bldg. 170 |  |  | Manual |  |  | 5
Bldg. 175 |  |  | Automated |  |  | 10 |  |  |  | 1
Bldg. 202 |  |  | Automated |  |  | 3 |  |  |  | 1
Bldg. 212 |  |  | Automated / Manual |  |  | Automated: 2 |  |  |  | 1
Manual: 2
Bldg. 303 |  |  | Manual |  |  | 2
Bldg. 308 |  |  | Automated |  |  | 2 |  |  |  | 1
Bldg. 313 |  |  | Manual |  |  | 2
Bldg. 314 |  |  | Automated / Manual |  |  | Automated: 4 |  | 2 |  | 1 |  | Manual control valves are located at the back of Bldg. 314. Automated control valves are located at the front of Bldg. 314. Main electrical control panel is located exterior right side of Bldg. 314
Manual: 4
Bldg. 315 |  |  | Automated |  |  | 1 |  |  |  | 1
Bldg. 317 |  |  | Automated |  |  | 3 |  | 2 |  | 1
Bldg. 318 |  |  | Automated |  |  | 11 |  | 2 |  | 1 |  | Control valves and electrical connection boxes are located at the back of Bldg 318
Bldg. 319 |  |  | Automated |  |  | 5 |  |  |  | 1
Bldg. 320 |  |  | Automated |  |  | 5 |  |  |  | 1
Playgrounds |  |  | Automated |  |  | 5 |  |  |  | 1 |  | Main electrical control panel and timer are located inside the playground
NOTE:
1) Main electrical control panel, timer, and water pumps for NAS I automated irrigation system are located in Bldg. 183 (Water Treatment Plant).
2) Total irrigated grounds for Region at NAS I are approximately 58762 sq. meters.
Location: NAS II
Proximity |  |  | Type (Automated/ Manual) |  | Control Valve Box |  |  | Electrical Connection Box |  | Timer |  | Remarks
Bldg. 405 |  |  | Manual |  | 1 |  |  | 1
Across Road from Bldg. 523 |  |  | Manual |  | 1
Across Road from Bldg. 407 |  |  | Manual |  | 1
Bldg. 414 |  |  | Manual |  | 2 |  |  | 2
Bldg. 418 |  |  | Manual |  | 8 |  |  | 5
From Bldg. 424 |  |  | Manual |  | 27 |  |  | 9
Bldg. 436 |  |  | Manual |  | 1 |  |  | 1
Bldg. 476 |  |  | Manual |  | 3
Area Near Front Gate (Ex Bldg. 477) |  |  | Manual |  | 2
Bldg. 542 |  |  | Manual |  | 1
Bldg. 546 |  |  | Manual |  | 3 |  |  | 3
Bldg. 549 |  |  | Manual |  | 1 |  |  | 1
Bldg. 562 |  |  | Manual |  | 1
Bldg. 564 |  |  | Manual |  | 1
Across Road from Bldg. 606 |  |  | Manual
Bldg. 608 and Bldg. 609 |  |  | Automated |  | 25 |  |  | 1 |  | 1
Bldg. 618 |  |  | Automated / Manual |  | Automated: 15 |  |  | 5 |  |  |  | Manual valve located near parking area
Manual: 1
Bldgs. 618/619/620 |  |  | Automated |  | 10 |  |  | 4 |  | 1 |  | Main electrical control panel and timer are located at NAVFAC/ Seabees Compound rear east side
Bldg. 622 |  |  | Manual |  | 4 |  |  | 4
Bldg. 623 |  |  | Manual |  | 8 | [6 empty] | Includes a ground area requiring irrigation with portable equipment
Bldg. 624 |  |  | Manual |  | 1 | [6 empty] | Includes a ground area requiring irrigation with portable equipment
|  |  | Manual |  | 9 |  |  | 3
Bldg. 628 to Bldg. 456
Bldg. 722 to Bldg. 436 |  |  | Manual |  | 9 |  |  | 3
Bldg. 1010 |  |  | Automated |  | 8 |  |  | 1 |  | 1 |  | Timer controls entire Hazmat Compound grounds
Bldg. 1014 |  |  | Automated |  | 2 |  |  |  |  | 1
Bldg. 1015 |  |  | Automated |  | 2 |  |  |  |  | 1
Bldg. 1017 |  |  | Automated |  | 1 |  |  |  |  | 1
Bldg. 1020 |  |  | Automated |  | 7 |  |  | 2 |  | 1
Bldg. 612 |  |  | Manual | [8 empty] | Ground areas require irrigation with portable equipment
NOTE:
1) Currently most of the irrigation system at NAS II is not functional. Manual irrigation is required. Portable irrigation system shall be provided by Contractor.
2) Total irrigated grounds for Region at NAS II are approximately 40000 sq. meters.
3) Total irrigated grounds for NAVFAC/Seabees Compound is approximately 2306 sq. meters.
Funding Activity: CNRE
Location: Marinai Housing Complex
Proximity |  | Type (Automated/Manual) |  |  | Control Valve Boxes |  |  | Electrical Connection Boxes |  | Timers |  | Remarks
Bldg. 2569 |  | Automated |  |  | 1 |  |  | 12 |  | 1
Funding Activity: Billeted Housing
Location: NAS I (Hill Drive)
Zone | Unit |  |  | Proximity |  |  | Type |  | Control Valve Box |  | Pop-Up Type |  | Remarks
(Automated/ Manual)
1-5 | 101 |  |  | Back Yard / Back Yard Common Area Next Garage |  |  | Automated |  | 5 |  | Dynamic
6 | 101 |  |  | Front Yard / Front Yard Common Area |  |  | Automated |  | 1 |  | Static
45850 | 102 |  |  | Front Yard / Front Yard Common Area / Front Door |  |  | Automated |  | 4 |  | Static
13-14 | 102 |  |  | Back Yard |  |  | Automated |  | 2 |  | Dynamic
15-17/ 19 / 21 | 103 |  |  | Front Yard / Front Yard Common Area |  |  | Automated |  | 2 |  | Static & Dynamic
18 / 20 | 103 |  |  | Back Yard |  |  | Automated |  | 1 |  | Dynamic
23-27 | 104 |  |  | Front Yard / Right Side / Front Side / Front Yard Common Area |  |  | Automated |  | 2 |  | Static
22 | 104 |  |  | Back Yard |  |  | Automated |  | 1 |  | Dynamic
28 | 105 |  |  | Back Yard |  |  | Automated |  | 2 |  | Dynamic
29-32 | 105 |  |  | Front Yard / Front Yard Common Area / Partial Back Yard Right Side |  |  | Automated |  | 1 |  | Static & Dynamic
33- 36 | 106 |  |  | Front Yard / Front Yard Common Area / Front Yard Right Side / Front Door |  |  | Automated |  | 2 |  | Static
37 | 106 |  |  | Back Yard |  |  | Automated |  | 1 |  | Dynamic
38 | 107 |  |  | Back Yard |  |  | Automated |  | 2 |  | Dynamic
39-40 | 107 |  |  | Front Yard / Right-Left Side |  |  | Automated |  | 1 |  | Static & Dynamic
42-46 | 108 |  |  | Front Yard / Front & Next to Wooden Fence Common Area / Front Door / |  |  | Automated |  | 2 |  | Static
47 | Front of 101/102 |  |  | Common Area Round About |  |  | Automated |  | 1 |  | Static
NOTE:
1) Main electrical control panel and timer are located road across from Unit 104, Substation 221.
2) Total irrigated grounds for Billeted Housing are approximately 11000 sq. meters.
3) Current Billeted Housing Hill Drive irrigation system schedule is provided in J-1503050-06.a

## 3.3.22 POL FUEL & DISTRIBUTION
ATTACHMENT J-1502000-07.a
POL FUEL DEPOT FACILITES AND DISTRIBUTION SYSTEMS DESCRIPTION
Funding Activity: NAVSUP FUELS - DLA ENERGY FUNDED
Reference to Excel file “J-1502000-07.a POL Fuel Depot Facilities and Distribution Systems Description".

## 3.3.22 CRITICAL SPARE PARTS
ATTACHMENT J-1502000-07.b
CRITICAL SPARE PARTS INVENTORY FOR POL, AVIATION AND MOGAS SYSTEMS
Funding Activity: NAVSUP FUELS - DLA ENERGY FUNDED
Reference to Excel file “ J-1502000-07.b Critical Spare Parts List”.

## 3.3.23 AVIATION SUPPORT SYS
ATTACHMENT J-1502000-07.c
AVIATION FUEL SUPPORT SYSTEMS DESCRIPTION
Funding Activity: NAVSUP FUELS - DLA ENERGY FUNDED
Reference to Excel file “J-1502000-07.c Aviation Fuel Systems Equipment Description”.

## 3.3.24 VEHICLES FUEL STATION
ATTACHMENT J-1502000-07.d
VEHICLE FUELING STATION SYSTEM DESCRIPTION
Funding Activity: NAVSUP FUELS - DLA ENERGY FUNDED
Reference to Excel file “J-1502000-06.d Vehicle Fueling Station Equipment Description”.

## 3.3.25 VEHICLE ARRESTOR SYS
ATTACHMENT J-1502000-07
VEHICLE ARRESTOR SYSTEM DESCRIPTION
FUNDING ACTIVITY | SITE | BUILDING | MANUFACTURER | MODEL | QUANTITY
GLOBAL HAWK | NAS II | 3873 | O&O | GRIZZLY-N 275-800/12 | 16

## 3.3.26 FLOOD GATES
ATTACHMENT J-1502000-07
FLOOD GATES DESCRIPTION
FUNDING ACTIVITY | SITE | BUILDING | MANUFACTURER | MODEL | QUANTITY
GLOBAL HAWK | NAS II | 3873 | FLOODBREAK | AUTOMATIC FLOOD GATES | 2

## 3.4.1 HVAC AND REFRIGERATION
ATTACHMENT J-1502000-07
HVAC AND REFRIGERATION SYSTEMS DESCRIPTION
Funding Activity | Bldg / Facility | Location | Air Cooled Chiller | AHU | Fan Coil | Centr. Pump | Water Softener | Chilled / Hot Water System | Chiller Unit | Condensing Unit 2 - 25 Ton | Condensing Unit >25 Ton | Heat Exch. | Exhaust Fans | Cap. (Tons) | HVAC Seasonal Startup / Shutdown | Notes
CNRE | 2100 | Niscemi | 4 | 8 | 8 | 7 | 1 | 1 |  |  |  |  | 6 |  | Yes
Family Housing | 101 | NAS I |  | 1 | 2 | [7 empty] | 2 | 3
Family Housing | 102 | NAS I |  | 1 | 2 | [7 empty] | 2 | 3
Family Housing | 103 | NAS I |  | 1 | 2 | [7 empty] | 2 | 3
Family Housing | 104 | NAS I |  | 1 | 2 | [7 empty] | 2 | 3
Family Housing | 105 | NAS I |  | 1 | 2 | [7 empty] | 2 | 3
Family Housing | 106 | NAS I |  | 1 | 2 | [7 empty] | 2 | 3
Family Housing | 107 | NAS I |  | 1 | 2 | [7 empty] | 2 | 3
Family Housing | 108 | NAS I |  | 1 | 2 | [7 empty] | 2 | 3
Funding Activity | Bldg / Facility | Location | Equipment Description |  |  | Quantity |  | Equipment Number |  | Notes
Global Hawk | 510 | NAS II | A/C Split Unit |  |  | 1 |  | 6-510-A/C-001
Global Hawk | 510 | NAS II | A/C Split Unit |  |  | 1 |  | 6-510-A/C-002
Global Hawk | 510 | NAS II | A/C Split Unit |  |  | 1 |  | 6-510-A/C-003
Global Hawk | 510 | NAS II | A/C Split Unit |  |  | 1
Global Hawk | 510 | NAS II | A/C Split Unit |  |  | 1
Global Hawk | 510 | NAS II | Air Handling Unit (AHU) |  |  | 1 |  | 6-510-AHU-001 |  | 38, 84 Ton
Global Hawk | 510 | NAS II | Air Handling Unit (AHU) |  |  | 1 |  | 6-510-AHU-002 |  | 44, 44 Ton
Global Hawk | 510 | NAS II | Air Handling Unit (AHU) |  |  | 1 |  | 6-510-AHU-003 |  | 44, 44 Ton
Global Hawk | 510 | NAS II | Air Handling Unit (AHU) |  |  | 1 |  | 6-510-AHU-004 |  | 44, 44 Ton
Global Hawk | 510 | NAS II | Air Handling Unit (AHU) |  |  | 1 |  | 6-510-AHU-005 |  | 44, 44 Ton
Global Hawk | 510 | NAS II | DDC Trend |  |  | 1 |  |  |  | LS
Global Hawk | 510 | NAS II | Water Chiller - Reciprocating Chiller Air Cooled |  |  | 1 |  | 6-510-CHL-001 |  | 43 Ton
Global Hawk | 510 | NAS II | Water Chiller - Reciprocating Chiller Air Cooled |  |  | 1 |  | 6-510-CHL-002 |  | 50 Ton
Global Hawk | 510 | NAS II | Water Chiller - Reciprocating Chiller Air Cooled |  |  | 1 |  | 6-510-CHL-003 |  | 50 Ton
Global Hawk | 510 | NAS II | Water Chiller - Reciprocating Chiller Air Cooled |  |  | 1 |  | 6-510-CHL-004 |  | 50 Ton
Global Hawk | 510 | NAS II | Water Chiller - Reciprocating Chiller Air Cooled |  |  | 1 |  | 6-510-CHL-005 |  | 50 Ton
Global Hawk | 510 | NAS II | Exhaust Fan - EF / 1.1 |  |  | 1 |  | 6-510-EXF-001
Global Hawk | 510 | NAS II | Exhaust Fan - EF / 1.2 |  |  | 1 |  | 6-510-EXF-002
Global Hawk | 510 | NAS II | Expansion Tank |  |  | 1 |  | 6-510-EXT-001 |  | 300 Lt
Global Hawk | 510 | NAS II | Expansion Tank |  |  | 1 |  | 6-510-EXT-002 |  | 250 Lt
Global Hawk | 510 | NAS II | Expansion Tank |  |  | 1 |  | 6-510-EXT-003 |  | 500 Lt
Global Hawk | 510 | NAS II | Expansion Tank |  |  | 1 |  | 6-510-EXT-004 |  | 150 Lt
Global Hawk | 510 | NAS II | Supply Fan - SF / 6 |  |  | 1 |  | 6-510-FAN-001
Global Hawk | 510 | NAS II | Air Dryer |  |  | 2 |  | 6-510-HMD-001
Global Hawk | 510 | NAS II | Domestic Water Booster Pumps |  |  | 2 |  | 6-510-PMP-002
Global Hawk | 510 | NAS II | Water Circulation Pump |  |  | 2 |  | 6-510-PMP-003
Global Hawk | 510 | NAS II | Air Valve 1.1 - WT / 250 |  |  | 1 |  | 6-510-VAV-001
Global Hawk | 510 | NAS II | Air Valve 1.2 - WT / 250 |  |  | 1 |  | 6-510-VAV-002
Global Hawk | 510 | NAS II | Air Valve 1.3 - WT / 200 |  |  | 1 |  | 6-510-VAV-003
Global Hawk | 510 | NAS II | Air Valve 1.4 - WT / 200 |  |  | 1 |  | 6-510-VAV-004
Global Hawk | 510 | NAS II | Air Valve 1.5 - WT / 315 |  |  | 1 |  | 6-510-VAV-005
Global Hawk | 510 | NAS II | Air Valve 1.6 - WT / 250 |  |  | 1 |  | 6-510-VAV-006
Global Hawk | 510 | NAS II | Air Valve 1.7 - WT / 250 |  |  | 1 |  | 6-510-VAV-007
Global Hawk | 510 | NAS II | Air Valve 1.8 - WT / 200 |  |  | 1 |  | 6-510-VAV-008
Global Hawk | 510 | NAS II | Air Valve 1.9 - WT / 160 |  |  | 1 |  | 6-510-VAV-009
Global Hawk | 510 | NAS II | Air Valve 1.10 - WT / 200 |  |  | 1 |  | 6-510-VAV-010
Global Hawk | 510 | NAS II | Air Valve 1.11 - WT / 200 |  |  | 1 |  | 6-510-VAV-011
Global Hawk | 510 | NAS II | Air Valve 1.12 - WT / 200 |  |  | 1 |  | 6-510-VAV-012
Global Hawk | 510 | NAS II | Air Valve 1.13- WT / 250 |  |  | 1 |  | 6-510-VAV-013
Global Hawk | 510 | NAS II | Air Valve 1.14 - WT / 250 |  |  | 1 |  | 6-510-VAV-014
Global Hawk | 510 | NAS II | Air Valve 1.15 - WT / 250 |  |  | 1 |  | 6-510-VAV-015
Global Hawk | 510 | NAS II | Air Valve 1.16 - WT / 250 |  |  | 1 |  | 6-510-VAV-016
Global Hawk | 510 | NAS II | Air Valve 1.7 - WT / 250 |  |  | 1 |  | 6-510-VAV-017
Global Hawk | 510 | NAS II | Air Valve 1.8 - WT / 250 |  |  | 1 |  | 6-510-VAV-018
Global Hawk | 510 | NAS II | Air Valve 1.9 - WT / 250 |  |  | 1 |  | 6-510-VAV-019
Global Hawk | 510 | NAS II | A/C Ducts and Diffusers |  |  | Various
SPACE FORCE | 423 | NAS II | Electric Unit Heaters |  |  | 1 |  | UH-1 |  | SABIANA
SPACE FORCE | 423 | NAS II | Heat Recovery Units |  |  | 3 |  | HRU-1 HRU-2 HRU-3 |  | TERMAL
SPACE FORCE | 423 | NAS II | Variable Refrigerant Flow (VRF) system Int. Unit |  |  | 12 |  | IU1.1-IU1.2-IU1.3 IU2.1-IU2.2-IU2.3-IU2.4-IU2.5-IU2.6-IU2.7 IU3.1-IU3.2 |  | MITSUBISHI HEAVY INDUSTRIES
SPACE FORCE | 423 | NAS II | Variable Refrigerant Flow (VRF) system Ext. Unit |  |  | 1 |  | OU-1 |  | MITSUBISHI HEAVY INDUSTRIES
SPACE FORCE | 423 | NAS II | Supply Fan |  |  | 1 |  | SF-1 |  | XPELAIR
SPACE FORCE | 423 | NAS II | Exhaust Fan |  |  | 1 |  | EF-1 |  | XPELAIR
SPACE FORCE | 423 | NAS II | A/C Split Unit |  |  | 5 |  | HP-1 HP-2 HP-3 HP-4 HP-5 |  | MITSUBISHI HEAVY INDUSTRIES
SPACE FORCE | 423 | NAS II | A/C Condensing Unit |  |  | 2 |  | OU-CRAC 1 OU-CRAC 1A |  | UNIFLAIR
SPACE FORCE | 423 | NAS II | CRAC unit |  |  | 2 |  | IU-CRAC 1 IU-CRAC 1A |  | SCHNEIDER-UNIFLAIR
Global Hawk | 413 | NAS II | A/C Split Unit |  |  | 9 |  | 6-510-AHU-003
Global Hawk | 413 | NAS II | A/C Ducts and Diffusers |  |  | Various
Global Hawk | 413 | NAS II | Variable Refrigerant Flow System |  |  | 10 |  | 6-510-AHU-004
Global Hawk | 413 | NAS II | DDC Trend |  |  | 1 |  | 6-510-CNV-001
Global Hawk | 413 | NAS II | Pump (HP-1) |  |  | 1 |  | 6-510-CNV-001
Global Hawk | 413 | NAS II | Heat Recovery Units |  |  | 5 |  | 6-510-AHU-005
Global Hawk | 413 | NAS II | Fans |  |  | 2 |  | 6-510-BFP-001
Global Hawk | 413 | NAS II | Electric Unit Heaters |  |  | 6 |  | 6-510-BFP-002
Global Hawk | 3873 | NAS II | Air handling unit |  |  | 1
Global Hawk | 3873 | NAS II | Air cooled condensing unit |  |  | 1
Global Hawk | 3873 | NAS II | Air cooled water chiller |  |  | 1
Global Hawk | 3873 | NAS II | Boiler |  |  | 2
Global Hawk | 3873 | NAS II | Computer room air conditioning unit |  |  | 3
Global Hawk | 3873 | NAS II | Condensing unit |  |  | 3
Global Hawk | 3873 | NAS II | Exhaust fan |  |  | 6
Global Hawk | 3873 | NAS II | Chilled water pumps |  |  | 2
Global Hawk | 3873 | NAS II | Condensed water pumps |  |  | 2
Global Hawk | 3873 | NAS II | Hot water pumps |  |  | 2
Global Hawk | 3873 | NAS II | Fuel oil pumps |  |  | 1
Global Hawk | 3873 | NAS II | Duct free split system+condensing unit |  |  | 8
Global Hawk | 3873 | NAS II | Expansion tanks |  |  | 3
Global Hawk | 3873 | NAS II | Air separator |  |  | 1
Global Hawk | 3873 | NAS II | Pressure reducing valve |  |  | 3
Global Hawk | 3873 | NAS II | Safety relief valve |  |  | 9
Global Hawk | 3873 | NAS II | Air valve / reheat water coil |  |  | 10
Global Hawk | 3873 | NAS II | Inerthial tank (chilled water) |  |  | 1
Global Hawk | 3873 | NAS II | Thermostatic mixing valve |  |  | 1
Global Hawk | 3873 | NAS II | Electric water heater |  |  | 1
Global Hawk | 3873 | NAS II | Radome hvac units |  |  | 36
Global Hawk | 3873 | NAS II | Radome blower units |  |  | 18
Global Hawk | 3873 | NAS II | Electric Unit Heaters |  |  | 1

## 3.4.2 FIRE PROTECTION SYSTEMS
ATTACHMENT J-1502000-07
FIRE PROTECTION SYSTEMS DESCRIPTION
Funding Activity | Bldg / Facility | Location | Annunciator | Transceiver | Sprinklers (water) | Dry & Wet Chemical | Foam | Diesel Pump | Elect. Pump | Gaylord Hood | Magnetic Door Closer | Deluge Spray | Hard Wired Smoke Det. | Clean Agent
CNRE | 156 | NAS I | 1 | 1 | 1
CNRE | 157 | NAS I | 2 | 1 | 1
CNRE | 158 | NAS I | 1 | 1 | 1
CNRE | 170 | NAS I | 1 | 1 | 1 | [7 empty] | 240
CNRE | 171 | NAS I | 1 |  | 3 | [7 empty] | 43
CNRE | 172 | NAS I | 1 | 1 | 3 | [7 empty] | 43
CNRE | 173 | NAS I | 1 |  | 3 | [7 empty] | 43
CNRE | 175 | NAS I | 14 | 1 | 1 | 1 |  |  |  | 1 | 6
CNRE | 204 | NAS I | 1 | 1 | 1 |  |  |  | 1
CNRE | 212 | NAS I | 1 | 1 | 1
CNRE | 225 | NAS I | 1 | 1 | 6 | 3 |  | 1 | 1 |  | 5
CNRE | 303 | NAS I | 1 | 1 | 1 | [7 empty] | 56
Navy Lodge | 313 | NAS I | 2 | 1 | 1 |  |  | 1 | 1
CNRE | 314 | NAS I | 1 | 1 | 1 | 1
CNRE | 315 | NAS I | 1 | 1 | 1
CNRE | 317 | NAS I | 1 | 1 | 1 | [5 empty] | 5
CNRE | 318 | NAS I | 1 | 1 | 1
CNRE | 319 | NAS I | 1 | 1 | 1
CNRE | 320 | NAS I | 1 | 1 | 1
CNRE | 405 | NAS II | 1 | 1 | 1 | [8 empty] | 1
CNRE | 408 - P655 | NAS II | 3 | 1 | 1 |  | 1
CNRE | 410 | NAS II | 2 | 1 | 1 |  | 1
CNRE | 413 | NAS II | 2 | 1 | 1
CNRE | 414 | NAS II | 1 | 1
CNRE | 419 | NAS II | 1 | 1 | 1 |  |  | 4 | 1
CNRE | 422 | NAS II | 1 | 1
CNRE | 424 | NAS II | 1 | 1 | 1
CNRE | 426 | NAS II | 3 | 1 | 3 | [6 empty] | 3
CNRE | 426 | NAS II |  |  | 1
CNRE | 426 | NAS II |  |  | 1
CNRE | 426 | NAS II |  |  | 2 |  | 1
CNRE | 433 | NAS II | 1
CNRE | 435 | NAS II | 5 | 1 |  | 1 | [7 empty] | 1
CNRE | 436 | NAS II | 1 | 1 | 1
CNRE | 438 | NAS II | 1 | 1 | 1
CNRE | 444 | NAS II | 1 | 1
CNRE | 456 | NAS II | 1 |  | 1
CNRE | 459 | NAS II | 1 | 1 | 1
CNRE | 460 | NAS II | 1 | 1 | 1
CNRE | 462 | NAS II | 1 | 1 | 1
CNRE | 463 | NAS II | 7 | 1 | 1 | [8 empty] | 4
CNRE | 465 | NAS II | 3 | 1 | 1 | 1 |  |  |  |  | 2 |  |  | 2
CNRE | 476 | NAS II | 1 | 1
CNRE | 533 | NAS II | 1 | 1 |  | 4 |  |  |  | 4
CNRE | 537 | NAS II | 1 | 1
CNRE | 542 | NAS II | 1 | 1
CNRE | 544 | NAS II | 1
CNRE | 545 | NAS II | 1 | 1 | 2 |  |  |  |  | 1 |  |  | 77
CNRE | 546 | NAS II | 1 | 1 | 1
CNRE | 548 | NAS II | 1 | 1
CNRE | 549 | NAS II | 1 | 1
CNRE | 555 | NAS II | 7 | 1 | 2
CNRE | 557 | NAS II | 1 | 1 | 1 |  |  | 1 | 1 |  |  |  | 384
CNRE | 558 | NAS II | 1 | 1
CNRE | 560 | NAS II | 1 | 1 | 1
CNRE | 562 | NAS II | 1 | 1 | 1 |  |  | 1 | 1 |  | 2 |  | 144
CNRE | 564 | NAS II | 1 | 1 |  |  |  | 1
CNRE | 568 | NAS II | 1 | 1 |  | 2
CNRE | 580 | NAS II | 1
CNRE | 583 | NAS II | 1
CNRE | 585 | NAS II | 4 | 1 | 2 |  |  |  | 2 |  |  |  |  | 2
CNRE | 604 | NAS II | 1 | 1 | 2
CNRE | 606 | NAS II | 1 | 1
CNRE | 609 | NAS II | 1 | 1
CNRE | 618 | NAS II | 1 | 1 | 1 |  |  | 1 | 1 |  | 5
CNRE | 618 / 619 | NAS II | 1 | 1 | 1
CNRE | 621 | NAS II | 1 | 1 | 1 | [5 empty] | 1
CNRE | 619 | NAS II | 1 | 1 | 1
CNRE | 622 | NAS II | 1 | 1 | 1 | [5 empty] | 1
CNRE | 623 | NAS II | 1 | 1 | 1 |  |  | 1 | 1 |  | 3 |  | 336
CNRE | 628 | NAS II | 1 | 1 | 1
CNRE | 630 | NAS II | 1 | 1 | 1 |  |  |  | 53
CNRE | 630 | NAS II |  |  | 3 |  | 1 |  |  |  |  | 3
CNRE | 631 | NAS II | 1 |  | 1 | [7 empty] | 48
CNRE | 632 | NAS II | 1 | 1 | 1 | [7 empty] | 42
CNRE | 633 | NAS II | 2 | 1 | 2 |  | 1 |  |  |  |  | 1
CNRE | 639 | NAS II | 2 | 1 | 1 |  |  | 1 | 1
CNRE | 720 | NAS II | 1 | 1 | 1
CNRE | 723 | NAS II | 1 | 1 | 1
CNRE | 724 | NAS II | 1 | 1 | 1
CNRE | 725 | NAS II | 1 | 1
CNRE | 742 | NAS II | 1
CNRE | 750 | NAS II | 1
CNRE | 758 | NAS II | 1
CNRE | 829 | NAS II | 1 | 1 | 1
CNRE | 830 | NAS II | 1 | 1
CNRE | 855 | NAS II | 1 | 1
CNRE | 881 | NAS II | 1 | 1
CNRE | 1012 | NAS II | [5 empty] | 1
CNRE | 1020 | NAS II | 1 | 1 | 1
CNRE | 2100 | Niscemi | 2 |  | 2 |  |  |  | 3 |  | 1 | 1 |  | 1
CNRE | Niscemi Site | Niscemi | 1
DCS | 420 | NAS II | 1 | 1 | 1
DECA | 225 | NAS I | 1 | 1 | 6 | 3 |  | 1 | 1 |  | 5
DLA Distribution | 719 | NAS II | 1 | 1 | 2
DLA Distribution | 452 | NAS II | 1 | 1 | 2 |  |  | 1 | 1
DLA Distribution | 722 / 721 | NAS II | 2 | 2 | 2 |  |  | 2 | 1 |  | 1
DLA Distribution | 1010 | NAS II | 2 | 1 | 1
NAVSUP Fuels & DLA Energy | 466 | NAS II | 1 | 1
NAVSUP Fuels & DLA Energy | 474 | NAS II |  |  | 1
NAVSUP Fuels & DLA Energy | 475 | NAS II |  |  | 1
NAVSUP Fuels & DLA Energy | 1030 | NAS II | 1 | 1 | 2 |  | 2
MWR | 230 | NAS I | 1 | 1 | 1
MWR | 522 | NAS II | 1 | 1 | 1
MWR | 2569 | MARINAI | 1 | 1 | 1
CNRE | 183 | NAS I | 1 | 1
CNRE | 318 | NAS I | 1 | 1 | 1
CNRE | 494 | NAS II | 1 | 1
CNRE | 618 | NAS II | 1 | 1 | 1 |  |  | 1 | 1 |  | 5 |  | 30
CNRE | 620 | NAS II |  |  | 1
CNRE | 621 | NAS II | 1 | 1 | 1
NEXCOM (CNRE) | 230 | NAS II | 1 | 1 | 1
NEXCOM (CNRE) | 436 | NAS II | 1 |  |  | 3
NEXCOM (CNRE) | 522 | NAS II | 1 | 1 | 1
NEXCOM (CNRE) | 637 | NAS II | 1
NCIS | 469 | NAS II | 1 | 1
Global Hawk | 510 | NAS II | 2 | 1 | 1 |  | 1
Global Hawk | 413 | NAS II | 2 | 1 | 1 |  | 1
Funding Activity | Bldg / Facility | Location | Annunciator | Manual Pull Station | Horn/Strobe | Sprinkler (water) | Electric Pump | Elect. Jockey Pump | Water Tanks
CNRE | 8542 | NAS II | 1 | 1 | 1
CNRE | 2111 | Niscemi
CNRE | 2112 | Niscemi |  | 7 | 7 | 1
CNRE | 2113 | Niscemi | [6 empty] | 1
CNRE | 2114 | Niscemi | 1 | 1 | 1 | 1 | 1 | 1
CNRE | 2115 | Niscemi |  | 2 | 2 | 1
CNRE | 2116 | Niscemi |  | 2 | 2 | 1
CNRE | 2117 | Niscemi |  | 2 | 2 | 1
Funding Activity | Bldg / Facility | Location | Equipment Description |  |  |  | Qty
Global Hawk | 413 | NAS II | AFFF System (Foam Fire Supprestion for Hangar) |  |  |  | 1
Global Hawk | 3873 | NAS II | Notifier 4000N |  |  |  | 1
Global Hawk | 3873 | NAS II | Monaco BTX |  |  |  | 1
Global Hawk | 3873 | NAS II | Mass Notification RCF |  |  |  | 1
Global Hawk | 3873 | NAS II | Smoke Detectors |  |  |  | 61
Global Hawk | 3873 | NAS II | Smoke Detector (Internal To CAC Unit) |  |  |  | 3
Global Hawk | 3873 | NAS II | Heat Detectors (Ea. 1 Celing, Ea. 5 Roof Mounted) |  |  |  | 6
Global Hawk | 3873 | NAS II | Strobe |  |  |  | 29
Global Hawk | 3873 | NAS II | Int. Speaker |  |  |  | 43
Global Hawk | 3873 | NAS II | Ext. Speaker |  |  |  | 6
Global Hawk | 3873 | NAS II | Pull Station |  |  |  | 12
Global Hawk | 3873 | NAS II | Smoke Detector VESDA System |  |  |  | 42
Global Hawk | 3873 | NAS II | Sprinkler System |  |  |  | 1
Funding Activity | Bldg / Facility | Location | Equipment Description |  |  |  | Brand | Model | Qty
SPACE FORCE | 423 | NAS II | Fire Alarm Control Panel |  |  |  | NOTIFIER | AM2000N | 1
SPACE FORCE | 423 | NAS II | Emergency Radio Transmitter (Dispatch Connection) |  |  |  | MONACO ENTERPRISES | BT-XF | 1
SPACE FORCE | 423 | NAS II | Fire Alarm Smoke Detectors |  |  |  | NOTIFIER | NFX-OPT | 20
SPACE FORCE | 423 | NAS II | Fire Alarm Heat Detectors |  |  |  | NOTIFIER | NFX-TDIFF | 4
SPACE FORCE | 423 | NAS II | Fire Alarm Manual Pull Stations |  |  |  | NOTIFIER | M5A-RP02SG-N026-01 | 4
SPACE FORCE | 423 | NAS II | Fire Alarm Aspiration Smoke Detector Panel |  |  |  | FAAST | 7100XE | 2
SPACE FORCE | 423 | NAS II | Fire Alarm Spot Detectors |  |  |  | NOTIFIER | CWST-RW-S5 | 22
SPACE FORCE | 423 | NAS II | Evacuation System Local Operating Consolle |  |  |  | RCF | MB 3804FM | 1
SPACE FORCE | 423 | NAS II | Evacuation Voice Alarm System |  |  |  | RCF | MB 3804 | 1
SPACE FORCE | 423 | NAS II | Speakers |  |  |  | RCF | PLP 50EN – HD 21EN | 25
SPACE FORCE | 423 | NAS II | Fire Dampers |  |  |  | BROFER | MDF30 EURO | 5
SPACE FORCE | 423 | NAS II | Fire Sprinkler heads pendent |  |  |  | TYCO | TY 323 | 40
SPACE FORCE | 423 | NAS II | Fire Sprinkler heads upright |  |  |  | TYCO | TY 313 | 6
SPACE FORCE | 423 | NAS II | Fire Sprinkler heads Concealed pendent |  |  |  | TYCO | TY 3531 | 10
SPACE FORCE | 423 | NAS II | Fire Suppression System Piping and Valves |  |  |  | Various | Various | 1

## 3.4.3 BOILERS AND UPVs SYSTEMS
ATTACHMENT J-1502000-07
BOILERS AND UPVs SYSTEMS DESCRIPTION
Funding Activity | Location | Bldg / Facility | Equipment Description | Qty | Mfg | Model # | Serial # | Capacity | Date Installed | Certificication Required
CNRE | Niscemi | 2100 | Domestic Hot Water Heater | 1 | [5 empty] | N
Family Housing | NAS I | 101 | Domestic Hot Water Heater | 1 (exstg elect) |  |  |  | 200 Lt |  | N
Family Housing | NAS I | 101 | Domestic Hot Water Heater | 1 (storage new) | Beretta | Idra DS550FI |  | 550 Lt |  | N
Family Housing | NAS I | 102 | Domestic Hot Water Heater | 1 (exstg elect) |  |  |  | 200 Lt |  | N
Family Housing | NAS I | 102 | Domestic Hot Water Heater | 1 (storage new) | Beretta | Idra DS550FI |  | 550 Lt |  | N
Family Housing | NAS I | 103 | Domestic Hot Water Heater | 1 (exstg elect) |  |  |  | 200 Lt |  | N
Family Housing | NAS I | 103 | Domestic Hot Water Heater | 1 (storage new) | Beretta | Idra DS550FI |  | 550 Lt |  | N
Family Housing | NAS I | 104 | Domestic Hot Water Heater | 1 (exstg elect) |  |  |  | 200 Lt |  | N
Family Housing | NAS I | 104 | Domestic Hot Water Heater | 1 (storage new) | Beretta | Idra DS550FI |  | 550 Lt |  | N
Family Housing | NAS I | 105 | Domestic Hot Water Heater | 1 (exstg elect) |  |  |  | 200 Lt |  | N
Family Housing | NAS I | 105 | Domestic Hot Water Heater | 1 (storage new) | Beretta | Idra DS550FI |  | 550 Lt |  | N
Family Housing | NAS I | 106 | Domestic Hot Water Heater | 1 (exstg elect) |  |  |  | 200 Lt |  | N
Family Housing | NAS I | 106 | Domestic Hot Water Heater | 1 (storage new) | Beretta | Idra DS550FI |  | 550 Lt |  | N
Family Housing | NAS I | 107 | Domestic Hot Water Heater | 1 (exstg elect) |  |  |  | 200 Lt |  | N
Family Housing | NAS I | 107 | Domestic Hot Water Heater | 1 (storage new) | Beretta | Idra DS550FI |  | 550 Lt |  | N
Family Housing | NAS I | 108 | Domestic Hot Water Heater | 1 (exstg elect) |  |  |  | 200 Lt |  | N
Family Housing | NAS I | 108 | Domestic Hot Water Heater | 1 (storage new) | Beretta | Idra DS550FI |  | 550 Lt |  | N
SPACE FORCE | NAS II | 423 | Electric Water Heater | 1 | EMMETI | EQ3014ES | 8EQ3014B0010 | 300 Liter | 2018 | N
Global Hawk | NAS II | 510 | Boiler Gas / Oil - 334, 389 BTU / H - Hot Water | 1 | SILE | N85AR | 1042012 | 97.9kW | 2012 | Y
Global Hawk | NAS II | 510 | Boiler Gas / Oil - 992, 933 BTU / H - Hot Water | 2 | IVAR | SUPERAC 290 | 110733-110734 | 291kW | 2011 | Y
Global Hawk | NAS II | 3873 | Boiler Diesel | 2
Global Hawk | NAS II | 3873 | Electric Water Heater | 1

## 3.6.1 EXHAUST HOODS AND DUCTS
ATTACHMENT J-1502000-07
EXHAUST HOODS AND DUCTS DESCRIPTION
Funding Activity | Bldg / Facility | Location | Fire Suppression System | # of Hoods
CNRE | 158 | NAS I | N | 1
CNRE | 405 | NAS I | N | 1
MWR (CNRE) | 314 | NAS I | Y | 2
MWR (CNRE) | 2569 | Marinari Complex | Y | 1
CNRE (Galley- GL) | 533 | NAS II | Y | 5*
AMC | 432 | NAS I | N | 1
NEXCOM (CNRE) | 225 | NAS I | Y | 3
NEXCOM (CNRE) | 175 | NAS I | Y | 1
NEXCOM (CNRE) | 568 | NAS II | Y | 1
NEXCOM (CNRE) | 538 | NAS II | Y | 1
*to be performed after working hours

## 3.6.4 SOLAR PANEL SYS
ATTACHMENT J-1502000-07
SOLAR PANEL SYSTEMS DESCRIPTION
Funding Activity | Bldg / Facility | Location | Equipment Description
CNRE | 318 | NAS I | 26 sets of 13 photo-voltaic panels (338 total)
CNRE | 175 | NAS I | Roof-mounted solar water heating panels for pool water heating
CNRE | 170 | NAS I | 70 roof-mounted solar hot water heating equipment with thermodynamic valve. Manufactured by Ferroli (ECOTOP HF 2.3).
CNRE | 408 - P655 | NAS II | P8-A Hangar - 384 roof-mounted solar panels (all their apparatus and related systems/equipment included)
CNRE | 410 | NAS II | Triton Hangar - approx. 400ea roof-mounted solar panels (all their apparatus and related systems/equipment included)
CNRE | 559 | NAS II | 18 roof-mounted solar panels with thermodynamic valve. Manufactured by Ferroli (ECOTOP HF 2.3)
CNRE | 563 | NAS II | 18 roof-mounted solar panels with thermodynamic valve. Manufactured by Ferroli (ECOTOP HF 2.3)
CNRE | 543 / 544 | NAS II | 45 roof-mounted solar panels related equipment for pool water heating with thermodynamic valve. Manufactured by Kingspan (HP200)
CNRE | 609 | NAS II | A total of 20 Photovoltaic panels.
Family Housing | 101 | NAS I | 3 each roof-mounted solar water heating collectors; 2sm; manufacturer Beretta, mod SCF-20B, including all its apparatus
Family Housing | 102 | NAS I | 3 each roof-mounted solar water heating collectors; 2sm; manufacturer Beretta, mod SCF-20B, including all its apparatus
Family Housing | 103 | NAS I | 3 each roof-mounted solar water heating collectors; 2sm; manufacturer Beretta, mod SCF-20B, including all its apparatus
Family Housing | 104 | NAS I | 3 each roof-mounted solar water heating collectors; 2sm; manufacturer Beretta, mod SCF-20B, including all its apparatus
Family Housing | 105 | NAS I | 3 each roof-mounted solar water heating collectors; 2sm; manufacturer Beretta, mod SCF-20B, including all its apparatus
Family Housing | 106 | NAS I | 3 each roof-mounted solar water heating collectors; 2sm; manufacturer Beretta, mod SCF-20B, including all its apparatus
Family Housing | 107 | NAS I | 3 each roof-mounted solar water heating collectors; 2sm; manufacturer Beretta, mod SCF-20B, including all its apparatus
Family Housing | 108 | NAS I | 3 each roof-mounted solar water heating collectors; 2sm; manufacturer Beretta, mod SCF-20B, including all its apparatus
Funding Activity | Bldg / Facility | Quantity | Equipment Description
Global Hawk | 510 | 1 | NAS II - Heat Exchanger - Solar Heat Exchanger - 1000 Lt. 6-510-HEX-001
Global Hawk | 510 | 2 | NAS II - Solar Circuit Circulating Pump - 6-510-PMP-001
Global Hawk | 510 | 16 | NAS SII - Solar Panels - CIMU of #16 Solar Panels 6-510-SOL-C01 (each 36Kg. - Dim. 1985x985x77mm) inculding also: #2 Check valves; #3 Speed Pumps; #1 Thermometer; #1 Safety Valve; #3 Electronic digital control Probes; #1 Expansion Tank - Solar Plus - 18Lt. - 2.5 Bar
Global Hawk | 3873 | 1 | NAS II - Domestic Solar Hot Water Tank
Global Hawk | 3873 | 1 | NAS II - Solar Tank
Global Hawk | 3873 | 3 | NAS II - Solar Panels (including annual cleaning)
Global Hawk | 3873 | 1 | NAS II - Domestic Hot Water
Global Hawk | 3873 | 1 | NAS II - Solar Hot Water System Heat Dump Unit
Global Hawk | 3873 | 4 | NAS II - Recirculation Pumps
Funding Activity | Bldg / Facility | Location | Equipment Description
SPACE FORCE | 423 | NAS II | NAS II - 1ea Inverter for Photovoltaic System; manufacturer FRONIUS; model FRONIUS SYMO 10.0-3-M
SPACE FORCE | 423 | NAS II | NAS II - 32ea Photovoltaic panels; manufacturer KIOTOSOLAR; mode KPV 300 ME MONO PERC
SPACE FORCE | 423 | NAS II | NAS II - 1ea Forced Circulation Solar Collector; manufacturer ARISTON THERMO; model SOLATRON CF 2.0-1 V
SPACE FORCE | 423 | NAS II | NAS II - 1ea Pump for Solar Collector; manufacturer ELCO-GRUNDFOS; model DN25 – UPM3 SOLAR
Funding Activity | Bldg / Facility | Quantity | Equipment Description | Remarks
DLA Dist. | 719 | 960 | South section of the roof. Photovoltaic, Overall Nominal Power 249,60kWp. | Cleaning only services. Frequency: once every two years
DLA Dist. | 722 | 220 | South section of the roof. Photovoltaic, Overall Nominal Power 55,00kWp. | Cleaning only services. Frequency: once every two years
DLA Dist. | 723 | 160 | South section of the roof. Photovoltaic, Overall Nominal Power 40,00kWp. | Cleaning only services. Frequency: once every two years
DLA Dist. | 727 | 360 | South section of the roof. Photovoltaic, Overall Nominal Power 90,00kWp. | Cleaning only services. Frequency: once every two years

## 3.6.5 GUTTER AND ROOF INSPEC
ATTACHMENT J-1502000-07
GUTTER AND ROOF INSPECTION FACILITIES DESCRIPTION
Funding Activity | Bldg / Facility | Location | Description | Gutter Length (m) | Height Ground to Gutter (m) | # Downspouts | # Floors
CNRE | 157 | NAS I | MWR |  |  | 105.8 (m) | 2
CNRE | 170 | NAS I | BEQ | 392 | 17.3 | 40 each | 4
CNRE | 171 | NAS I | BEQ | 160 | 10 | 11 each | 3
CNRE | 172 | NAS I | BEQ | 160 | 10 | 11 each | 3
CNRE | 173 | NAS I | BEQ | 160 | 10 | 11 each | 3
CNRE | 175 | NAS I | MWR | 118 |  |  | 2
CNRE | 202 | NAS I | BOQ | 186 | 6.5 | 16 (m) | 2
CNRE | 303 | NAS I | BEQ | 165 | 9 | 11 each | 3
CNRE | 314 | NAS I | CDC | 106.7 |  | 43.9 (m) | 1
CNRE | 317 | NAS I | CHAPEL | 168.8 |  | 143.3 (m) | 2
CNRE | 318 | NAS I | COMMUNITY BUILDING | 112.2 |  | 224.9 (m) | 3
CNRE | 319 | NAS I | COMMUNITY BUILDING | 128.6 |  | 154.8 (m) | 2
CNRE | 420 | NAS II | DEFENESE COURIER |  |  | 21.9 (m) | 2
CNRE | 426 | NAS II | HANGAR BAY | 170 |  | 320.6 (m) | 2
CNRE | 426 | NAS II | AVIONIC AREA | 122 |  |  | 1
CNRE | 433 | NAS II | Line Maintenace Shop |  |  | 26.8 (m) | 2
CNRE | 436 | NAS II | AIR TERMINAL (AMC) | 199.9 |  | 79.9 (m) | 2
CNRE | 438 | NAS II | AIR CARGO TERMINAL | 86.7 |  | 43.9 (m) | 2
CNRE | 459 | NAS II | OLD-GUTTERS | 63.7 |  | 190.5 (m)
CNRE | 459 | NAS II | NEW-GUTTERS | 68.6
CNRE | 460 | NAS II | AIMD | 68.6 |  | 39 (m) | 1
CNRE | 462 | NAS II | JMAST |  |  | 68.9 (m) | 2
CNRE | 463 | NAS II | EOC |  |  | 51.8 (m) | 1
CNRE | 465 | NAS II | Base Communications | 64 |  | 54.9 (m)
CNRE | 533 | NAS II | ENLISTED DINING FACILITY | 17.4 |  | 2 each | 1
CNRE | 545 | NAS II | BOQ | 541 | 9.3 | 41 each | 3
CNRE | 545 | NAS II | WEST SIDE | 207 |  |  | 3
CNRE | 545 | NAS II | EAST SIDE | 286 |  |  | 3
CNRE | 548 | NAS II | NAS 2 GYM | 76.2 |  | 73.2 (m) | 2
CNRE | 557 | NAS II | BEQ | 200 | 14 | 81 each= total of 11 m | 2
CNRE | 560 | NAS II | BEQ | 457 | 10.8 | 36 (m) | 3
CNRE | 580 | NAS II | COMSTAY SUPPLY | 43.3 |  | 16.2 (m)
CNRE | 585 | NAS II | ROOF | 167 |  | 75 (m)
CNRE | 585 | NAS II | TANK SHELTER | 10
CNRE | 623 | NAS II | BEQ | 432 | 16.4 | 86 each | 4
CNRE | 623 | NAS II | ROOF | 1950.7 |  | 701 (m)
CNRE | 623 | NAS II | DOORWAY ROOF GUTTERS | 48.8
CNRE | 630 | NAS II | HANGAR BAY | 141.7 |  | 137.2 (m) | 2
CNRE | 631 | NAS II | BOQ | 107 | 9.6 | 12 each | 3
CNRE | 632 | NAS II | BOQ | 92 | 9.6 | 10 each | 3
CNRE | 633 | NAS II | HANGAR BAY | 36.6 |  | 14 each | 2
CNRE | 653 | NAS II | AIR TERMINAL TRAINING CENTER | 25.3 |  |  | 1
CNRE | 1010 | NAS II | NCIS/TF94 | 50 |  | 50.5 (m) | 1
CNRE | 1020 | NAS II | Hazmat | 82.9 |  | 67.7 (m)
CNRE | 2100 | NISCEMI | Transmitter Facility Niscemi | 149.9 |  | 135.3 (m)
DLA DEFENSE DISTRIBUTION | 452 | NAS II | GENERAL PURP WAREHOUSE | 212.4 |  | 143.3 (m)
DLA DEFENSE DISTRIBUTION | 722 | NAS II | DLA HAZ/FLAMM Store House | 121.9 |  | 54.9 (m)
DLA DEFENSE DISTRIBUTION | 723 | NAS II | DLA Distribution / DRMO | 89
NAVSUP Fuels & DLA Energy | 466 | NAS II | Fuels 2 Operations Building | 83.8 |  | 59.7 (m) | 1
NAVSUP Fuels & DLA Energy | 1030 | NAS II | Fuels 1 Control Building | 14 |  | 4 each
SPMA GTF | 560 | NAS II | BEQ | 457 | 10.8 | 36 each | 3
SPMA GTF | 560 | NAS II | SHELTER | 30.5
SPMA GTF | 560 | NAS II | ROOF | 350 |  | 26 each
CNRE | 562 | NAS II | BEQ | 256 | 16.4 | 40 each | 4
CNRE | 562 | NAS II | BEQ |  |  | 280 (m)
CNRE | 622 | NAS II | Marine Headquarters | 171.9 |  | 99.7 (m)

## 3.6.6 GUTTER MAINTENANCE FAC
ATTACHMENT J-1502000-07
GUTTER MAINTENANCE FACILITIES DESCRIPTION
Funding Activity | Bldg / Facility | Location | Description | Gutter Length (m) | Height Ground to Gutter (m) | # Downspouts | # Floors
Global Hawk | 413 | NAS II | Global Hawk | 160 |  | 14 each= total of 11 m
Global Hawk | 510 | NAS II | Global Hawk | 200 |  | 20 each = total of 11 m
Global Hawk | 3873 | NAS II | Global Hawk | 220 |  | 11 each = total of 5 m ; 2 each = total of 2.5 m

## 3.6.7 MAGNETIC KEY CARD SYS
ATTACHMENT J-1502000-07
MAGNETIC KEY CARD SYSTEMS DESCRIPTION
Funding Activity | Bldg | Location | Equipment Description | Quantity
CNRE | 562 | NAS II | Magnetic Key Card Door Locks | 228
CNRE | 560 | NAS II | Magnetic Key Card Door Locks | 199

## 3.6.9 VEHICLE LIFTS
ATTACHMENT J-1502000-07
VEHICLE LIFTS DESCRIPTION
Funding Activity | Bldg | Location | Equipment Description | Manufacturer | Model | Serial No. | Tons | Year Installed
MWR - CNRE Funded | 522 | NAS II | Vehicle Lift | OMCN | 199/0 | 46766 | 3.5 | 1999
MWR - CNRE Funded | 522 | NAS II | Vehicle Lift | RAVAGLIOLI | KP225 | 271 | 3,0 | 1992
MWR - CNRE Funded | 522 | NAS II | Vehicle Lift | OMCN | 199/F | 46729 | 3,0 | 1999
AIMD - CNRE Funded | 546 | NAS II | Vehicle Lift | RAVAGLIOLI | KP443N | 105 | 14 | 1997
CNRE | 619 | NAS II | Vehicle Lift | APAC | 1510B | SN67897 | 4,0 | 2010
CNRE | 619 | NAS II | Vehicle Lift | APAC | 1510B | SN67548 | 4,0 | B/2010
CNRE | 619 | NAS II | Vehicle Lift | APAC | 1510B | SN67547 | 4,0 | B/2010
CNRE | 619 | NAS II | Vehicle Lift | APAC | 1510B | SN67896 | 4,0 | A/2010
CNRE | 619 | NAS II | Vehicle Lift | OMA | 528/C | SNF0300057 | 8,0 | 2010
CNRE | 619 | NAS II | Vehicle Lift | OMCN | 903 | 2007 | 33 | 2021
CNRE | 619 | NAS II | Vehicle Lift | APAC | 1510/B | SN67899 | 4,0 | A/2010
CNRE | 619 | NAS II | Vehicle Lift | OMA | 522BL | SNE1299327 | 4,0 | B/2010
CNRE | 619 | NAS II | Vehicle Lift | OMCN | 405 | 380 | 7,0 | 2019

## 3.6.13 OW Sep and Grease Traps
ATTACHMENT J-1502000-07
OIL-WATER SEPARATORS AND GREASE TRAPS DESCRIPTION
OIL-WATER SEPARATORS
Funding Activity | Location | Building No. | Approx. Capacity (Liters/ Gallons) | Qty (ea.)
CNRE (Region) | NAS I | 158 | 2500 | 1
CNRE (Region) | NAS I | 225 | 3800 | 1
CNRE (Region) | NAS I | 225 | 7600 | 1
CNRE (Region) | NAS II | 408 | 29000 | 1
CNRE (Region) | NAS II | 410/510 | 29000 | 1
CNRE (Region) | NAS II | 434 | 1000 | 1
CNRE (Region) | NAS II | 442 | 4000 | 1
CNRE (Region) | NAS II | 462 | 1000 | 1
CNRE (Region) | NAS II | 474 | 1000 | 1
CNRE (Region) | NAS II | 484 | 12000 | 1
CNRE (Region) | NAS II | 521 | 13000 | 1
CNRE (Region) | NAS II | 522 | 4000 | 1
CNRE (Region) | NAS II | 546 | 2000 | 1
CNRE (Region) | NAS II | 630 | 4600 | 1
CNRE (Region) | NAS II | 635 | 1000 | 1
CNRE (Region) | NAS II | 1016 | 4000 | 1
NAVSUP Fuels & DLA Energy | NAS II | 429 | 1500 Gal | 1
NAVSUP Fuels & DLA Energy | NAS II | 450 | 1500 Gal | 1
GREASE TRAPS
Funding Activity | Location | Building No. | Approx. Capacity (Cubic Meters) See Note (1) | Qty (ea.) | Frequency of Services
CNRE (Region) (MWR) | NAS I | 175 | 6 | 1 | Monthly / Annual
DECA | NAS I | 225 See Note (2) | 10.2 | 1 | Monthly / Annual
CNRE (Region) (MWR) | NAS I | 314 | 3 | 1 | Monthly / Annual
AMC | NSA II | 432 | 9 | 1 | Monthly / Annual
CNRE (Region) | NSA II | 533 | 102.4 | 1 | Monthly / Annual
CNRE (Region) (MWR) | NSA II | 568 | 10 | 1 | Monthly / Annual
NOTES:
(1) The volumes identified above reflect the total approx volume capacity of the grease trap and do not account for the dead space between the liquid surface and the grease trap ceiling
(2) Services provided to the grease trap located at Bldg 225 shall include the connected pit which also collects grease, at the same monthly/annual frequencies

## 3.6.14 CAR WASH WATER TREATMENT
ATTACHMENT J-1502000-07
CAR WASH WATER TREATMENT SYSTEM DESCRIPTION
Funding Activity | Site | Location | Equipment Description
CNRE | NAS II | 522 | CAR WASH WATER TREATMENT SYSTEM

## 3.6.15 FIRE EXTINGUISHERS
ATTACHMENT J-1502000-07
FIRE EXTINGUISHERS DESCRIPTION
Funding Activity | Tracking Category | Title | Operational Status | ID/Serial/Vin Number | Manufacturer | Make/Model | Date Placed In-Service | Expiration Date | Manufactured Date | Owner Cmd/Org | Building | Room Number
CNRE | Fire Extinguisher | Bldg. 0580 | In Service | # 820322 | Estintore | CE0045 | 2021-02-11 | 2026-12-31 | 2020-12-31 | Naval Air Station Sigonella | 580
CNRE | Fire Extinguisher | Bldg. 0580 | In Service | # 8220702 | Estintore | ABC | 2021-02-11 | 2026-12-31 | 2020-12-31 | Naval Air Station Sigonella | 580
CNRE | Fire Extinguisher | Bldg. 0580 | In Service | # 819576 | anaf | ABC 6 KG | 2021-02-11 | 2026-12-31 | 2020-12-31 | Naval Air Station Sigonella | 580
CNRE | Fire Extinguisher | Bldg. 0557 | In Service | # 451370 | ABS | ABC | 2019-05-20 | 2025-05-20 | 2019-05-20 | Naval Air Station Sigonella | 557
CNRE | Fire Extinguisher | Bldg. 0557 | In Service | # 451307 | ABS | ABC 6 KG | 2019-05-20 | 2025-05-20 | 2019-05-20 | Naval Air Station Sigonella | 557
CNRE | Fire Extinguisher | Bldg. 0557 | In Service | # 451508 | ABS | ABC | 2019-05-20 | 2025-05-20 | 2019-05-20 | Naval Air Station Sigonella | 557
CNRE | Fire Extinguisher | Bldg. 0557 | In Service | # 451339 | ABS | ABC | 2019-05-20 | 2025-05-20 | 2019-05-20 | Naval Air Station Sigonella | 557
CNRE | Fire Extinguisher | Bldg. 0557 | In Service | # 451461 | ABS | ABC 6KG | 2019-05-20 | 2025-05-20 | 2019-05-20 | Naval Air Station Sigonella | 557
CNRE | Fire Extinguisher | Bldg. 0557 | In Service | # 451306 | ABS | ABC | 2019-05-20 | 2025-05-20 | 2019-05-20 | Naval Air Station Sigonella | 557
CNRE | Fire Extinguisher | Bldg. 0557 | In Service | # 451444 | ABS | ABC | 2019-05-20 | 2025-05-20 | 2019-05-20 | Naval Air Station Sigonella | 557
CNRE | Fire Extinguisher | Bldg. 0557 | In Service | # 451369 | AMEREX | ABC | 2019-05-20 | 2025-05-20 | 2019-05-20 | Naval Air Station Sigonella | 557
CNRE | Fire Extinguisher | Bldg. 0557 | In Service | # 451511 | AMEREX | ABC | 2019-05-20 | 2025-05-20 | 2019-05-20 | Naval Air Station Sigonella | 557
CNRE | Fire Extinguisher | Bldg. 0557 | In Service | # 450158 | ABS | ABC | 2019-05-20 | 2025-05-20 | 2019-05-20 | Naval Air Station Sigonella | 557
CNRE | Fire Extinguisher | Bldg. 0557 | In Service | # 451433 | ABS | ABC | 2019-05-20 | 2025-05-20 | 2019-05-20 | Naval Air Station Sigonella | 557
CNRE | Fire Extinguisher | Bldg. 0557 | In Service | # 451343 | ABS | ABC | 2019-05-20 | 2025-05-20 | 2019-05-20 | Naval Air Station Sigonella | 557
CNRE | Fire Extinguisher | Bldg. 0557 | In Service | # 451483 | ABS | ABC | 2019-05-20 | 2025-05-20 | 2019-05-20 | Naval Air Station Sigonella | 557
CNRE | Fire Extinguisher | Bldg. 0557 | In Service | # 451539 | ABS | ABC | 2019-05-20 | 2025-05-20 | 2019-05-20 | Naval Air Station Sigonella | 557
CNRE | Fire Extinguisher | Bldg. 0313 | In Service | # 451040 | ABS | ABC | 2019-05-22 | 2025-05-22 | 2019-05-22 | Naval Air Station Sigonella | 313
CNRE | Fire Extinguisher | Bldg. 0313 | In Service | # 450977 | ABS | ABC | 2019-05-22 | 2025-05-22 | 2019-05-22 | Naval Air Station Sigonella | 313
CNRE | Fire Extinguisher | Bldg. 0313 | In Service | # 450828 | Emme | ABC | 2019-05-22 | 2025-05-22 | 2019-05-22 | Naval Air Station Sigonella | 313 | Elevatore room
CNRE | Fire Extinguisher | Bldg. 0313 | In Service | # 450837 | ABS | ABC | 2019-05-22 | 2025-05-22 | 2019-05-22 | Naval Air Station Sigonella | 313
CNRE | Fire Extinguisher | Bldg. 0313 | In Service | # 450795 | ABS | ABC | 2004-07-01 | 2025-05-22 | 2019-05-22 | Naval Air Station Sigonella | 313
CNRE | Fire Extinguisher | Bldg. 0313 | In Service | # 450841 | ABS | ABC | 2019-05-22 | 2025-05-22 | 2019-05-22 | Naval Air Station Sigonella | 313
CNRE | Fire Extinguisher | Bldg. 0313 | In Service | # 451497 | ABS | ABC | 2019-05-22 | 2025-05-22 | 2019-05-22 | Naval Air Station Sigonella | 313
CNRE | Fire Extinguisher | Bldg. 0313 | In Service | # 451329 | ABS | ABC | 2019-05-22 | 2025-05-22 | 2019-05-22 | Naval Air Station Sigonella | 313
CNRE | Fire Extinguisher | Bldg. 0313 | In Service | # 451570 | ABS | ABC | 2019-05-22 | 2025-05-22 | 2019-05-22 | Naval Air Station Sigonella | 313
CNRE | Fire Extinguisher | Bldg. 0314 | In Service | # 448612 | AbS | ABC | 2019-05-31 | 2025-05-31 | 2019-05-31 | Naval Air Station Sigonella | 314 | SKY ROOM
CNRE | Fire Extinguisher | Bldg. 0314 | In Service | # 448676 | ABS | ABC | 2019-05-31 | 2025-05-31 | 2019-05-31 | Naval Air Station Sigonella | 314 | Tadpoles room
CNRE | Fire Extinguisher | Bldg. 0314 | In Service | # 449269 | ABS | ABC | 2019-05-31 | 2025-05-31 | 2019-05-31 | Naval Air Station Sigonella | 314 | in passageway
CNRE | Fire Extinguisher | Bldg. 0314 | In Service | # 449298 | ABS | ABC | 2019-05-31 | 2025-05-31 | 2019-05-31 | Naval Air Station Sigonella | 314
CNRE | Fire Extinguisher | Bldg. 0314 | In Service | # 448819 | ABS | ABC | 2019-05-31 | 2025-05-31 | 2019-05-20 | Naval Air Station Sigonella | 314 | near kitchen area
CNRE | Fire Extinguisher | Bldg. 0314 | In Service | # 449333 | abs | ABC | 2019-05-31 | 2025-05-31 | 2019-05-31 | Naval Air Station Sigonella | 314 | Caribbean room
CNRE | Fire Extinguisher | Bldg. 0557 | In Service | # 451322 | ABS | ABC | 2019-05-20 | 2025-05-20 | 2019-05-20 | Naval Air Station Sigonella | 557
CNRE | Fire Extinguisher | Bldg. 0557 | In Service | # 451430 | ABS | ABC | 2019-05-20 | 2025-05-20 | 2019-05-20 | Naval Air Station Sigonella | 557
CNRE | Fire Extinguisher | Bldg. 2569 | In Service | # 451453 | abs | ABC |  | 2025-05-22 | 2019-01-22 | Naval Air Station Sigonella | 2569
CNRE | Fire Extinguisher | Bldg. 2569 | In Service | # 450198 | abs | ABC 6 KG |  | 2025-05-22 | 2019-05-22 | Naval Air Station Sigonella | 2569
CNRE | Fire Extinguisher | Bldg. 2569 | In Service | # 451533 | Abs | ABC 6 KG |  | 2025-05-22 | 2019-05-22 | Naval Air Station Sigonella | 2569
CNRE | Fire Extinguisher | Bldg. 2552 | In Service | # 128690 | abn Victoria | ABC 6kg |  | 2024-12-31 | 2017-12-31 | Naval Air Station Sigonella | 2552 | front entrance
CNRE | Fire Extinguisher | Bldg. 0557 | In Service | # 450435 | ABS | ABC | 2019-05-20 | 2025-05-20 | 2019-05-20 | Naval Air Station Sigonella | 557
CNRE | Fire Extinguisher | Bldg. 0557 | In Service | # 451310 | ABS | ABC | 2019-05-20 | 2025-05-20 | 2019-05-20 | Naval Air Station Sigonella | 557
CNRE | Fire Extinguisher | Bldg. 0557 | In Service | # 451551 | ABS | ABC | 2019-05-20 | 2025-05-20 | 2019-05-20 | Naval Air Station Sigonella | 557
CNRE | Fire Extinguisher | Bldg. 0557 | In Service | # 451512 | ABS | ABC | 2019-05-20 | 2025-05-20 | 2019-05-20 | Naval Air Station Sigonella | 557
CNRE | Fire Extinguisher | Bldg. 0557 | In Service | # 451287 | ABS | ABC | 2019-05-20 | 2025-05-20 | 2019-05-20 | Naval Air Station Sigonella | 557
CNRE | Fire Extinguisher | Bldg. 0557 | In Service | # 451423 | ABS | ABC | 2019-05-20 | 2025-05-20 | 2019-05-20 | Naval Air Station Sigonella | 557
CNRE | Fire Extinguisher | Bldg. 0557 | In Service | # 448783 | ABS | ABC | 2019-05-20 | 2025-05-20 | 2019-05-20 | Naval Air Station Sigonella | 557
CNRE | Fire Extinguisher | Bldg. 0557 | In Service | # 448886 | ABS | ABC | 2019-05-20 | 2025-05-20 | 2019-05-20 | Naval Air Station Sigonella | 557
CNRE | Fire Extinguisher | Bldg. 0557 | In Service | # 448671 | ABS | ABC | 2019-05-20 | 2025-05-20 | 2019-05-20 | Naval Air Station Sigonella | 557
CNRE | Fire Extinguisher | Bldg. 0557 | In Service | # 448700 | ABS | ABC | 2019-05-20 | 2025-05-20 | 2019-05-20 | Naval Air Station Sigonella | 557
CNRE | Fire Extinguisher | Bldg. 0557 | In Service | # 448838 | ABS | ABC | 2019-05-20 | 2025-05-20 | 2019-05-20 | Naval Air Station Sigonella | 557
CNRE | Fire Extinguisher | Bldg. 0557 | In Service | # 448575 | ABS | ABC | 2019-05-20 | 2025-05-20 | 2019-05-20 | Naval Air Station Sigonella | 557 | 105
CNRE | Fire Extinguisher | Bldg. 0522 | In Service | # 450640 | ABS | ABC | 2019-06-13 | 2025-06-13 | 2019-06-13 | Naval Air Station Sigonella | 522
CNRE | Fire Extinguisher | Bldg. 0462 | In Service | # 789243 | ANAF | ABC 6 KG | 2021-02-18 | 2026-12-31 | 2020-12-31 | Naval Air Station Sigonella | 462
CNRE | Fire Extinguisher | Bldg. 0462 | In Service | # 789286 | ANAF | ABC 6 KG | 2021-02-18 | 2026-12-31 | 2020-12-31 | Naval Air Station Sigonella | 462
CNRE | Fire Extinguisher | Bldg. 0545A | In Service | # 855449 |  | ABC | 2021-02-10 | 2026-12-31 | 2020-12-31 | Naval Air Station Sigonella | 0545 A | 135
CNRE | Fire Extinguisher | Bldg. 0545A | In Service | # 856740 | ANAF | ABC | 2021-02-10 | 2026-12-31 | 2020-12-31 | Naval Air Station Sigonella | 0545 A | 140
CNRE | Fire Extinguisher | Bldg. 0545A | In Service | # 828073 | ANAF | ABC | 2021-02-10 | 2026-12-31 | 2020-12-31 | Naval Air Station Sigonella | 0545 A | 240
CNRE | Fire Extinguisher | Bldg. 0545A | In Service | # 828525 | AMEREX | ABC | 2021-02-10 | 2026-12-31 | 2020-12-31 | Naval Air Station Sigonella | 0545 A | 232
CNRE | Fire Extinguisher | Bldg. 0545A | In Service | # 828739 | ANAF | ABC | 2021-02-10 | 2026-12-31 | 2020-12-31 | Naval Air Station Sigonella | 0545 A | 332
CNRE | Fire Extinguisher | Bldg. 0545A | In Service | # 828589 |  | ANAF | 2021-02-10 | 2026-12-31 | 2020-12-31 | Naval Air Station Sigonella | 0545 A | 326
CNRE | Fire Extinguisher | Bldg. 0545A | In Service | # 828644 | ANAF | ABC | 2021-02-10 | 2026-12-31 | 2020-12-31 | Naval Air Station Sigonella | 0545 A | 340
CNRE | Fire Extinguisher | Bldg. 0545A | In Service | # 819607 | ANAF | ABC 6 KG | 2021-02-10 | 2026-12-31 | 2020-12-31 | Naval Air Station Sigonella | 0545 A | 334
CNRE | Fire Extinguisher | Bldg. 1021 | In Service | # 436219 | ABS | ABC | 2019-06-03 | 2025-06-03 | 2019-06-03 | Naval Air Station Sigonella | 1021
CNRE | Fire Extinguisher | Bldg. 0460 | In Service | # 08190 | abm victoria | ABC 6 KG | 2021-03-12 | 2027-03-31 | 2021-01-31 | Naval Air Station Sigonella | 460
CNRE | Fire Extinguisher | Bldg. 0548 | In Service | # 821098 | ESTINTORI | ABC 6 KG | 2021-02-09 | 2026-12-31 | 2020-12-31 | Naval Air Station Sigonella | 548
CNRE | Fire Extinguisher | Bldg. 0548 | In Service | # 829328 | ESTINTORI | ABC 6 KG | 2021-02-09 | 2026-12-31 | 2020-12-31 | Naval Air Station Sigonella | 548
CNRE | Fire Extinguisher | Bldg. 1010 | In Service | # 008208 | UNIVERSO | ABC 6 KG |  | 2024-12-31 | 2017-12-31 | Naval Air Station Sigonella | 1010
CNRE | Fire Extinguisher | BLDG. 0225B | In Service | # 451088 | ABS | ABC | 2019-05-21 | 2025-05-21 | 2019-05-21 | Naval Air Station Sigonella | 0225B
CNRE | Fire Extinguisher | BLDG. 0225B | In Service | # 451015 | ABS | ABC | 2019-05-21 | 2025-05-21 | 2019-05-21 | Naval Air Station Sigonella | 0225B
CNRE | Fire Extinguisher | BLDG. 0466 | In Service | # 860011 |  |  |  | 2026-01-01 | 2020-01-01 | Naval Air Station Sigonella | 466
CNRE | Fire Extinguisher | BLDG. 0466 | In Service | # 860064 |  | ABC |  | 2026-01-01 | 2020-01-01 | Naval Air Station Sigonella | 466
CNRE | Fire Extinguisher | BLDG. 0466 | In Service | # 860287 |  | ABC |  | 2026-01-01 | 2020-01-01 | Naval Air Station Sigonella | 466
CNRE | Fire Extinguisher | BLDG. 0533 | In Service | # 08699 |  | ABC | 2022-12-31 | 2028-12-31 | 2022-12-15 | Naval Air Station Sigonella | 533
CNRE | Fire Extinguisher | BLDG. 0420 | In Service | # 449005 | abs | ABC |  | 2025-05-30 | 2019-05-29 | Naval Air Station Sigonella | 420
CNRE | Fire Extinguisher | BLDG. 0420 | In Service | # 449097 | abs | ABC | 2019-05-29 | 2025-05-29 | 2019-05-29 | Naval Air Station Sigonella | 420
CNRE | Fire Extinguisher | BLDG. 0424 | In Service | # 09798 | abm victoria | ABC | 2021-03-16 | 2027-03-31 | 2021-01-31 | Naval Air Station Sigonella | 0424
CNRE | Fire Extinguisher | BLDG. 0424 | In Service | # 08008 | abm victoria | ABC | 2021-03-16 | 2027-03-31 | 2021-01-31 | Naval Air Station Sigonella | 0424
CNRE | Fire Extinguisher | BLDG. 0424 | In Service | # 09286 | abm victoria | ABC | 2021-03-16 | 2027-03-31 | 2021-01-31 | Naval Air Station Sigonella | 0424
CNRE | Fire Extinguisher | BLDG. 0424 | In Service | # 08942 | abm victoria | ABC | 2021-03-16 | 2027-03-31 | 2021-01-31 | Naval Air Station Sigonella | 0424
CNRE | Fire Extinguisher | BLDG. 0424 | In Service | # 08176 | abm victoria | ABC | 2021-03-16 | 2027-03-31 | 2021-01-31 | Naval Air Station Sigonella | 0424
CNRE | Fire Extinguisher | BLDG. 0230A | In Service | # 860050 | anaf | ABC |  | 2026-01-01 | 2020-01-01 | Naval Air Station Sigonella | 0230
CNRE | Fire Extinguisher | BLDG. 0230A | In Service | # 860201 | anaf | ABC |  | 2026-01-01 | 2020-01-01 | Naval Air Station Sigonella | 0230
CNRE | Fire Extinguisher | BLDG. 0230A | In Service | # 860366 | anaf | ABC |  | 2026-01-01 | 2020-01-01 | Naval Air Station Sigonella | 0230
CNRE | Fire Extinguisher | BLDG. 0230 | In Service | # 860337 | amerex | ABC |  | 2026-01-01 | 2020-01-01 | Naval Air Station Sigonella | 0230
CNRE | Fire Extinguisher | BLDG. 0230B | In Service | # 856663 | anaf | ABC |  | 2026-01-01 | 2020-01-01 | Naval Air Station Sigonella | 0230
CNRE | Fire Extinguisher | BLDG. 0230B | In Service | # 056423 | anaf | ABC |  | 2026-01-01 | 2020-01-01 | Naval Air Station Sigonella | 0230
CNRE | Fire Extinguisher | BLDG. 0230B | In Service | # 860161 | anaf | ABC |  | 2026-01-01 | 2020-01-01 | Naval Air Station Sigonella | 0230
CNRE | Fire Extinguisher | BLDG. 0229 | In Service | # 450191 | abs | ABC | 2019-05-22 | 2025-05-22 | 2019-05-22 | Naval Air Station Sigonella | 0229
CNRE | Fire Extinguisher | BLDG. 0229 | In Service | # 451557 | abs | ABC | 2019-05-22 | 2025-05-21 | 2019-05-22 | Naval Air Station Sigonella | 0229
CNRE | Fire Extinguisher | BLDG. 0183 | In Service | # 84302272 |  | ABC 6KG |  | 2023-12-31 | 2017-12-31 | Naval Air Station Sigonella | 0183
CNRE | Fire Extinguisher | BLDG. 0183 | In Service | # 08058 | abm victoria | ABC | 2021-03-08 | 2027-03-31 | 2021-01-31 | Naval Air Station Sigonella | 0183 | LOBBY AREA
CNRE | Fire Extinguisher | BLDG. 0183 | In Service | # 09589 | abm victoria | ABC | 2021-03-08 | 2027-03-31 | 2021-01-31 | Naval Air Station Sigonella | 0183 | LOBBY AREA
CNRE | Fire Extinguisher | BLDG. 0156 | In Service | # 451148 | abs | ABC 6KG | 2019-06-03 | 2025-06-03 | 2019-06-03 | Naval Air Station Sigonella | 0156 | LOBBY AREA
CNRE | Fire Extinguisher | BLDG. 0156 | In Service | # 450980 | abs | ABC 6KG |  | 2025-06-03 | 2019-06-03 | Naval Air Station Sigonella | 0156 | LOBBY AREA
CNRE | Fire Extinguisher | BLDG. 0204 | In Service | # 08159 | abm victoria | ABC | 2021-03-08 | 2027-03-31 | 2021-01-31 | Naval Air Station Sigonella | 0204
CNRE | Fire Extinguisher | BLDG. 0212 | In Service | # 860076 | ANAF | ABC 6KG | 2021-02-19 | 2026-12-31 | 2020-12-31 | Naval Air Station Sigonella | 0212
CNRE | Fire Extinguisher | BLDG. 0212 | In Service | # 855399 | ANAF | ABC 6KG | 2021-02-19 | 2026-12-31 | 2020-12-31 | Naval Air Station Sigonella | 0212 | NEAR 102
CNRE | Fire Extinguisher | BLDG. 0212 | In Service | # 856676 | ANAF | ABC 6KG | 2021-02-19 | 2026-12-31 | 2020-12-31 | Naval Air Station Sigonella | 0212 | NEAR 102
CNRE | Fire Extinguisher | BLDG. 0206 | In Service | # 09266 | abm victoria | ABC | 2021-03-09 | 2027-03-31 | 2021-01-31 | Naval Air Station Sigonella | 0206 | NEAR 102
CNRE | Fire Extinguisher | BLDG. 0320 | In Service | # 819572 | ANAF | ABC 6KG | 2020-11-09 | 2026-01-31 | 2020-11-01 | Naval Air Station Sigonella | 0320
CNRE | Fire Extinguisher | BLDG. 0315 | In Service | # 450648 | abs | ABC 6KG | 2019-06-04 | 2025-06-04 | 2019-06-04 | Naval Air Station Sigonella | 0315
CNRE | Fire Extinguisher | BLDG. 0230B | In Service | # 856652 | aanaf | ABC |  | 2026-01-01 | 2020-01-01 | Naval Air Station Sigonella | 0230
CNRE | Fire Extinguisher | BLDG. 203B | In Service | # 860230 | anaf | ABC |  | 2026-01-01 | 2020-01-01 | Naval Air Station Sigonella | 0230
CNRE | Fire Extinguisher | BLDG. 0230B | In Service | # 855549 | anaf | ABC |  | 2026-01-01 | 2020-01-01 | Naval Air Station Sigonella | 0230
CNRE | Fire Extinguisher | BLDG. 0230B | In Service | # 860297 | anaf | ABC |  | 2026-01-01 | 2020-01-01 | Naval Air Station Sigonella | 0230
CNRE | Fire Extinguisher | BLDG. 0444 | In Service | # 856696 | Anaf | ABC 6 KG | 2021-02-11 | 2026-12-31 | 2020-12-31 | Naval Air Station Sigonella | 444
CNRE | Fire Extinguisher | BLDG. 0402 | In Service | # 451282 |  | ABC 6 KG | 2019-05-22 | 2025-05-22 | 2019-05-22 | Naval Air Station Sigonella | 0402
CNRE | Fire Extinguisher | BLDG. 0476 | In Service | # 450618 | abs | ABC 6 KG | 2019-06-03 | 2025-06-03 | 2019-06-03 | Naval Air Station Sigonella | 0476A
CNRE | Fire Extinguisher | BLDG. 0585 | In Service | # 450811 | ABS | ABC | 2019-05-29 | 2025-05-29 | 2019-05-29 | Naval Air Station Sigonella | 0585
CNRE | Fire Extinguisher | BLDG. 0476 | In Service | # 450608 | abs | ABC 6 KG | 2020-01-06 | 2025-12-31 | 2019-12-31 | Naval Air Station Sigonella | 0476A
CNRE | Fire Extinguisher | BLDG. 0050 | In Service | # 09633 | vittoria | ABC |  | 2027-12-31 | 2021-12-31 | Naval Air Station Sigonella | 0050
CNRE | Fire Extinguisher | BLDG. 0722 | In Service | # 448861 |  | ABC | 2019-05-29 | 2025-05-29 | 2019-05-29 | Naval Air Station Sigonella | 0722
CNRE | Fire Extinguisher | BLDG. 0722 | In Service | # 449102 | abs | ABC | 2019-05-29 | 2025-05-29 | 2019-05-30 | Naval Air Station Sigonella | 0722
CNRE | Fire Extinguisher | BLDG. 0722 | In Service | # 451234 | abs | ABC | 2019-05-29 | 2025-05-29 | 2019-05-29 | Naval Air Station Sigonella | 0722
CNRE | Fire Extinguisher | BLDG. 0722 | In Service | # 451546 | abs | ABC | 2019-05-29 | 2025-05-31 | 2019-05-31 | Naval Air Station Sigonella | 0722
CNRE | Fire Extinguisher | BLDG. 0722 | In Service | # 450208 | abs | ABC | 2019-05-29 | 2025-05-29 | 2019-05-29 | Naval Air Station Sigonella | 0722
CNRE | Fire Extinguisher | BLDG. 0724 | In Service | # 451078 | ABS | ABC | 2019-06-03 | 2025-06-02 | 2019-06-03 | Naval Air Station Sigonella | 0724
CNRE | Fire Extinguisher | BLDG. 0724 | In Service | # 08909 | abc | ABC | 2021-03-17 | 2027-01-01 | 2021-03-17 | Naval Air Station Sigonella | 0724
CNRE | Fire Extinguisher | BLDG. 0724 | In Service | # 08064 |  | ABC | 2021-03-17 | 2027-01-01 | 2021-01-01 | Naval Air Station Sigonella | 0724
CNRE | Fire Extinguisher | BLDG. 0724 | In Service | # 0345593 | ABM | ABC | 2019-12-31 | 2025-12-31 | 2019-12-31 | Naval Air Station Sigonella | 0724
CNRE | Fire Extinguisher | BLDG. 0719 | In Service | # 828629 |  | ABC | 2020-09-02 | 2026-09-02 | 2020-09-02 | Naval Air Station Sigonella | 0719
CNRE | Fire Extinguisher | BLDG. 0719 | In Service | # 828042 |  | ABC | 2020-09-02 | 2026-09-02 | 2020-09-02 | Naval Air Station Sigonella | 0719
CNRE | Fire Extinguisher | BLDG. 0719 | In Service | # 828013 | amarex | ABC | 2020-09-02 | 2026-09-02 | 2020-09-02 | Naval Air Station Sigonella | 0719
CNRE | Fire Extinguisher | BLDG. 0719 | In Service | # 827955 | AMEREX | ABC | 2020-09-02 | 2026-09-02 | 2020-09-02 | Naval Air Station Sigonella | 0719
CNRE | Fire Extinguisher | BLDG. 0494 | In Service | # 450748 | UNIVERSO | ABC | 2018-01-01 | 2025-01-01 | 2018-01-01 | Naval Air Station Sigonella | 0494
CNRE | Fire Extinguisher | BLDG. 0494 | In Service | # 8148 | cea | ABC | 2017-12-31 | 2023-12-31 | 2017-12-31 | Naval Air Station Sigonella | 0494
CNRE | Fire Extinguisher | BLDG. 0494 | In Service | # 7752 |  | ABC | 2017-01-31 | 2023-12-31 | 2017-01-31 | Naval Air Station Sigonella | 0494
CNRE | Fire Extinguisher | BLDG. 0494 | In Service | # 28896 |  | ABC | 2017-01-31 | 2023-12-31 | 2017-01-31 | Naval Air Station Sigonella | 0494
CNRE | Fire Extinguisher | BLDG. 0543 | In Service | # 860196 | ANAF | ABC | 2021-02-12 | 2026-12-31 | 2020-12-31 | Naval Air Station Sigonella | 0543
CNRE | Fire Extinguisher | BLDG. 0559 | In Service | # 758620 |  | ABC | 2017-12-31 | 2023-12-31 | 2017-12-31 | Naval Air Station Sigonella | 0559
CNRE | Fire Extinguisher | BLDG. 0633 | In Service | # 451538 | abs | ABC | 2019-05-29 | 2025-05-29 | 2019-05-29 | Naval Air Station Sigonella | 0633
CNRE | Fire Extinguisher | BLDG. 0633 | In Service | # 449195 | abs | ABC | 2019-05-29 | 2025-05-29 | 2019-05-29 | Naval Air Station Sigonella | 0633
CNRE | Fire Extinguisher | BLDG. 0633 | In Service | # 450610 | abs | ABC | 2019-05-29 | 2025-05-29 | 2019-05-29 | Naval Air Station Sigonella | 0633
CNRE | Fire Extinguisher | BLDG. 0633 | In Service | # 448861 | ABs | ABC | 2019-05-29 | 2025-05-29 | 2019-05-29 | Naval Air Station Sigonella | 0633
CNRE | Fire Extinguisher | BLDG. 0537 | In Service | # 08851 |  | ABC | 2021-03-16 | 2027-12-31 | 2021-01-31 | Naval Air Station Sigonella | 0537
CNRE | Fire Extinguisher | BLDG. 0628 | In Service | # 09800 | anaf | ABC | 2021-03-16 | 2027-12-31 | 2021-03-16 | Naval Air Station Sigonella | 0628
CNRE | Fire Extinguisher | bldg.827 | In Service | # 007957 | AMEREX | ABC | 2017-12-31 | 2023-12-31 | 2017-12-31 | Naval Air Station Sigonella | 0827
CNRE | Fire Extinguisher | BLDG. 0628 | In Service | # 08972 | Anaf | ABC | 2021-03-16 | 2027-12-31 | 2021-12-31 | Naval Air Station Sigonella | 0628
CNRE | Fire Extinguisher | BLDG. 0630 | In Service | # 09383 | abm victoria | ABC | 2021-03-10 | 2027-03-31 | 2021-01-31 | Naval Air Station Sigonella | 0630
CNRE | Fire Extinguisher | BLDG. 0630 | In Service | # 09449 | abm victoria | ABC | 2021-03-10 | 2027-03-31 | 2021-01-31 | Naval Air Station Sigonella | 0630
CNRE | Fire Extinguisher | BLDG. 0630 | In Service | # 08752 | abm victoria | ABC | 2021-03-10 | 2027-03-31 | 2021-01-31 | Naval Air Station Sigonella | 0630
CNRE | Fire Extinguisher | BLDG. 0630 | In Service | # 08370 | abm victoria | ABC | 2021-03-10 | 2027-03-31 | 2021-01-31 | Naval Air Station Sigonella | 0630
CNRE | Fire Extinguisher | BLDG. 0630 | In Service | # 08643 | abm victoria | ABC | 2021-03-10 | 2027-03-31 | 2021-01-31 | Naval Air Station Sigonella | 0630
CNRE | Fire Extinguisher | BLDG. 0630 | In Service | # 451014 | ABS | ABC | 2019-05-31 | 2025-05-31 | 2019-01-31 | Naval Air Station Sigonella | 0630
CNRE | Fire Extinguisher | BLDG. 0630 | In Service | # 450778 | ABS | ABC | 2019-05-31 | 2025-01-31 | 2019-05-31 | Naval Air Station Sigonella | 0630
CNRE | Fire Extinguisher | BLDG. 0820 | In Service | # 048933 |  | ABC | 2017-12-31 | 2023-12-31 | 2017-12-31 | Naval Air Station Sigonella | 0820
CNRE | Fire Extinguisher | BLDG. 0882 | In Service | # 5974 |  | ABC | 2017-12-31 | 2023-12-31 | 2017-12-31 | Naval Air Station Sigonella | 0882
CNRE | Fire Extinguisher | BLDG. 0882 | In Service | # 153340 |  | ABC | 2017-12-31 | 2023-12-31 | 2017-12-31 | Naval Air Station Sigonella | 0882
CNRE | Fire Extinguisher | BLDG. 0881 | In Service | # 450814 |  | ABC | 2019-05-29 | 2025-05-29 | 2019-05-29 | Naval Air Station Sigonella | 0881
CNRE | Fire Extinguisher | BLDG. 0881 | In Service | # 451129 | ABS | ABC | 2019-05-29 | 2025-05-29 | 2019-05-29 | Naval Air Station Sigonella | 0881
CNRE | Fire Extinguisher | BLDG. 0828 | In Service | # 049235 | UNIVERSO | ABC | 2017-12-31 | 2023-12-31 | 2017-12-31 | Naval Air Station Sigonella | 0828
CNRE | Fire Extinguisher | BLDG. 0849 | In Service | # 38074 |  | ABC | 2017-12-31 | 2023-12-31 | 2017-12-31 | Naval Air Station Sigonella | 0849
CNRE | Fire Extinguisher | BLDG. 0848 | In Service | # 2384 |  | ABC | 2017-12-31 | 2023-12-31 | 2017-12-31 | Naval Air Station Sigonella | 0848
CNRE | Fire Extinguisher | BLDG. 0847 | In Service | # 340615 |  | ABC | 2017-12-31 | 2023-12-31 | 2017-12-31 | Naval Air Station Sigonella | 0847
CNRE | Fire Extinguisher | BLDG. 0861 | In Service | # 049037 |  | ABC | 2017-12-31 | 2023-12-31 | 2017-12-31 | Naval Air Station Sigonella | 0861
CNRE | Fire Extinguisher | BLDG. 0864 | In Service | # 243397 | UNIVERSO | ABC | 2017-12-31 | 2023-12-31 | 2017-12-31 | Naval Air Station Sigonella | 0864
CNRE | Fire Extinguisher | BLDG. 0866 | In Service | # 125931 |  | ABC | 2017-12-31 | 2023-12-31 | 2017-12-31 | Naval Air Station Sigonella | 0866
CNRE | Fire Extinguisher | BLDG. 0887 | In Service | # 758625 |  | ABC | 2017-12-31 | 2023-12-31 | 2017-12-31 | Naval Air Station Sigonella | 0887
CNRE | Fire Extinguisher | BLDG. 879 | In Service | # 126507 | UNIVERSO | ABC | 2016-12-31 | 2023-12-31 | 2016-12-31 | Naval Air Station Sigonella | 0879
CNRE | Fire Extinguisher | BLDG. 0856 | In Service | # c84298217 |  | ABC | 2017-12-31 | 2023-12-31 | 2017-12-31 | Naval Air Station Sigonella | 0856
CNRE | Fire Extinguisher | BLDG. 0829 | In Service | # 451055 | ABS | ABC | 2019-05-29 | 2025-05-29 | 2019-05-29 | Naval Air Station Sigonella | 0829
CNRE | Fire Extinguisher | BLDG. 0891 | In Service | # 004968 |  | ABC | 2017-12-31 | 2023-12-31 | 2017-12-31 | Naval Air Station Sigonella | 0891
CNRE | Fire Extinguisher | BLDG. 0829 | In Service | # 450959 | ABS | ABC | 2019-05-29 | 2025-05-29 | 2019-05-29 | Naval Air Station Sigonella | 0829
CNRE | Fire Extinguisher | BLDG.888 | In Service | # 450976 | ABS | ABC | 2019-05-29 | 2025-05-29 | 2019-05-29 | Naval Air Station Sigonella | 0888
CNRE | Fire Extinguisher | BLDG. 230A | In Service | # 860334 | anaf | ABC | 2015-01-01 | 2026-01-01 | 2020-01-01 | Naval Air Station Sigonella | 0230
CNRE | Fire Extinguisher | BLDG. 0725 | In Service | # 789791 | ANAF | ABC | 2021-02-19 | 2026-12-31 | 2020-12-31 | Naval Air Station Sigonella | 0725
CNRE | Fire Extinguisher | BLDG. 0725 | In Service | # 792371 | ANAF | ABC | 2021-02-19 | 2026-12-31 | 2020-12-31 | Naval Air Station Sigonella | 0725
CNRE | Fire Extinguisher | BLDG. 0585 | In Service | # 450895 | ABS | ABC | 2019-05-29 | 2025-05-29 | 2019-05-29 | Naval Air Station Sigonella | 0585
CNRE | Fire Extinguisher | BLDG. 0585 | In Service | # 451111 | ABS | ABC | 2019-05-29 | 2025-05-29 | 2019-05-29 | Naval Air Station Sigonella | 0585
CNRE | Fire Extinguisher | BLDG. 0585 | In Service | # 450718 | ABS | ABC | 2019-05-29 | 2025-05-29 | 2019-05-29 | Naval Air Station Sigonella | 0585
CNRE | Fire Extinguisher | BLDG. 0585 | In Service | # 450787 | ABS | ABC | 2019-05-29 | 2025-05-29 | 2019-05-29 | Naval Air Station Sigonella | 0585
CNRE | Fire Extinguisher | BLDG. 0585 | In Service | # 451031 | ABS | ABC | 2019-05-29 | 2025-05-29 | 2019-05-29 | Naval Air Station Sigonella | 0585
CNRE | Fire Extinguisher | BLDG. 0585 | In Service | # 820315 | anaf | ABC 6 KG | 2021-12-31 | 2026-12-31 | 2020-12-31 | Naval Air Station Sigonella | 0585
CNRE | Fire Extinguisher | BLDG. 0308 | In Service | # 09068 | abm victoria | ABC | 2021-03-09 | 2027-03-31 | 2021-01-31 | Naval Air Station Sigonella | 0308E
CNRE | Fire Extinguisher | bldg 0459 | In Service | # 792519 | ANAF | ABC | 2021-02-18 | 2026-12-31 | 2020-12-31 | Naval Air Station Sigonella | 0459
CNRE | Fire Extinguisher | bldg 0459 | In Service | # 789053 | ANAF | ABC | 2021-02-18 | 2026-12-31 | 2020-12-31 | Naval Air Station Sigonella | 0459
CNRE | Fire Extinguisher | bldg. 0653 | In Service | # 855395 | ANAF | abc | 2021-02-11 | 2026-12-31 | 2020-12-31 | Naval Air Station Sigonella | 0653
CNRE | Fire Extinguisher | bldg. 0533 | In Service | # 07988 |  | abc | 2022-12-31 | 2028-12-31 | 2022-12-15 | Naval Air Station Sigonella | 0533
CNRE | Fire Extinguisher | bldg. 0533 | In Service | # 09027 |  | ABC | 2022-12-31 | 2028-12-31 | 2022-12-15 | Naval Air Station Sigonella | 0533
CNRE | Fire Extinguisher | bldg. 0533 | In Service | # 08334 |  | ABC | 2022-12-31 | 2028-12-31 | 2022-12-15 | Naval Air Station Sigonella | 0533
CNRE | Fire Extinguisher | BLDG. 0606 | In Service | # 448030 | ABS | ABC | 2019-05-09 | 2025-05-09 | 2019-05-09 | Naval Air Station Sigonella | 0606
CNRE | Fire Extinguisher | BLDG 170 | In Service | # 448607 | ABS | ABC | 2019-05-17 | 2025-05-17 | 2019-05-17 | Naval Air Station Sigonella | 0170 - BEQ
CNRE | Fire Extinguisher | BLDG.0436A | In Service | # 828422 | ANAF | ABC | 2021-02-10 | 2026-12-31 | 2020-12-31 | Naval Air Station Sigonella | 0436A
CNRE | Fire Extinguisher | BLDG. 0436D | In Service | # 789675 | anaf | ABC | 2021-01-01 | 2026-01-01 | 2020-01-01 | Naval Air Station Sigonella | 0436D
CNRE | Fire Extinguisher | BLDG.0436A | In Service | # 820622 | ANAF | ABC | 2021-02-10 | 2026-12-31 | 2020-12-31 | Naval Air Station Sigonella | 0436A
CNRE | Fire Extinguisher | BLDG.0436A | In Service | # 855493 | ANAF | ABC | 2021-02-10 | 2026-12-31 | 2020-12-31 | Naval Air Station Sigonella | 0436A
CNRE | Fire Extinguisher | BLDG.0436A | In Service | # 828224 | ANAF | ABC | 2021-02-10 | 2026-12-31 | 2020-12-31 | Naval Air Station Sigonella | 0436A
CNRE | Fire Extinguisher | BLDG.0436 | In Service | # 820622 | ANAF | ABC | 2021-02-10 | 2026-12-31 | 2020-12-31 | Naval Air Station Sigonella | 0436A
CNRE | Fire Extinguisher | BLDG.0436A | In Service | # 828018 | ANAF | ABC | 2021-02-10 | 2026-12-31 | 2020-12-31 | Naval Air Station Sigonella | 0436A
CNRE | Fire Extinguisher | BLDG.0436A | In Service | # 828485 | ANAF | ABC | 2021-02-10 | 2026-12-31 | 2020-12-31 | Naval Air Station Sigonella | 0436A
CNRE | Fire Extinguisher | BLDG. 0225B | In Service | # 450912 | ABS | ABC | 2019-05-21 | 2025-05-21 | 2019-05-21 | Naval Air Station Sigonella | 0225B
CNRE | Fire Extinguisher | BLDG. 0225B | In Service | # 451095 | ABS | ABC | 2019-05-21 | 2025-05-21 | 2019-05-21 | Naval Air Station Sigonella | 0225B
CNRE | Fire Extinguisher | BLDG. 0238 | In Service | # 07905 | abm victoria | ABC | 2021-03-08 | 2027-03-31 | 2021-01-31 | Naval Air Station Sigonella | 0238
CNRE | Fire Extinguisher | BLDG. 0829 | In Service | # 451090 | ABS | ABC | 2019-05-29 | 2025-05-29 | 2019-05-29 | Naval Air Station Sigonella | 0829
CNRE | Fire Extinguisher | bldg.1104 | In Service | # 451102 | abs | abc | 2019-05-29 | 2025-05-29 | 2019-05-29 | Naval Air Station Sigonella | 1104
CNRE | Fire Extinguisher | BLDG. 0320 | In Service | # 820574 | ANAF | ABC | 2020-11-09 | 2026-01-31 | 2020-11-01 | Naval Air Station Sigonella | 0320
CNRE | Fire Extinguisher | Bldg. 0462 | In Service | # 789617 | ANAF | ABC 6 KG | 2021-02-18 | 2026-12-31 | 2020-12-31 | Naval Air Station Sigonella | 0462
CNRE | Fire Extinguisher | Bldg. 0460 | In Service | # 08762 | abm victoria | ABC 6 KG | 2021-03-12 | 2027-03-31 | 2021-01-31 | Naval Air Station Sigonella | 0460
CNRE | Fire Extinguisher | bldg 0459 | In Service | # 789334 | ANAF | abc | 2021-02-18 | 2026-12-31 | 2020-12-31 | Naval Air Station Sigonella | 0459
CNRE | Fire Extinguisher | bldg 0459 | In Service | # 789407 | ANAF | abc | 2021-02-18 | 2026-12-31 | 2020-12-31 | Naval Air Station Sigonella | 0459
CNRE | Fire Extinguisher | bldg 0459 | In Service | # 789276 | ANAF | abc | 2021-02-18 | 2026-12-31 | 2020-12-31 | Naval Air Station Sigonella | 0459
CNRE | Fire Extinguisher | bldg 0459 | In Service | # 789313 | ANAF | abc | 2021-02-18 | 2026-12-31 | 2020-12-31 | Naval Air Station Sigonella | 0459
CNRE | Fire Extinguisher | bldg 0459 | In Service | # 789596 | ANAF | abc | 2021-02-18 | 2026-12-31 | 2020-12-31 | Naval Air Station Sigonella | 0459
CNRE | Fire Extinguisher | bldg 0459 | In Service | # 789466 | ANAF | abc | 2021-02-18 | 2026-12-31 | 2020-12-31 | Naval Air Station Sigonella | 0459
CNRE | Fire Extinguisher | bldg 0459 | In Service | # 789263 | ANAF | abc | 2021-02-18 | 2026-12-31 | 2020-12-31 | Naval Air Station Sigonella | 0459
CNRE | Fire Extinguisher | bldg 0459 | In Service | # 789571 | ANAF | abc | 2021-02-18 | 2026-12-31 | 2020-12-31 | Naval Air Station Sigonella | 0459
CNRE | Fire Extinguisher | bldg 0459 | In Service | # 789797 | ANAF | abc | 2021-02-18 | 2026-12-31 | 2020-12-31 | Naval Air Station Sigonella | 0459
CNRE | Fire Extinguisher | Bldg. 0175 | In Service | # 451415 | ABS | ABC | 2019-05-17 | 2025-05-17 | 2019-05-17 | Naval Air Station Sigonella | 0175A
CNRE | Fire Extinguisher | Bldg. 0175 | In Service | # 451553 | ABS | ABC | 2019-05-17 | 2025-05-17 | 2019-05-17 | Naval Air Station Sigonella | 0175A
CNRE | Fire Extinguisher | Bldg. 0175 | In Service | # 451477 | ABS | ABC | 2019-05-17 | 2025-05-17 | 2019-05-17 | Naval Air Station Sigonella | 0175A
CNRE | Fire Extinguisher | Bldg. 0175 | In Service | # 451515 | ABS | ABC | 2019-05-17 | 2025-05-17 | 2019-05-17 | Naval Air Station Sigonella | 0175A
CNRE | Fire Extinguisher | Bldg. 0175 | In Service | # 451326 | ABS | ABC | 2019-05-17 | 2025-05-17 | 2019-05-17 | Naval Air Station Sigonella | 0175A
CNRE | Fire Extinguisher | Bldg. 0175 | In Service | # 451186 | ABS | ABC | 2019-05-17 | 2025-05-17 | 2019-05-17 | Naval Air Station Sigonella | 0175A
CNRE | Fire Extinguisher | Bldg. 0175 | In Service | # 451544 | ABS | ABC | 2019-05-17 | 2025-05-17 | 2019-05-17 | Naval Air Station Sigonella | 0175A
CNRE | Fire Extinguisher | Bldg. 0175 | In Service | # 451284 | ABS | ABC | 2019-05-17 | 2025-05-17 | 2019-05-17 | Naval Air Station Sigonella | 0175A
CNRE | Fire Extinguisher | Bldg. 0175 | In Service | # 451315 | ABS | ABC | 2019-05-17 | 2025-05-17 | 2019-05-17 | Naval Air Station Sigonella | 0175A
CNRE | Fire Extinguisher | Bldg. 0175 | In Service | # 451450 | ABS | ABC | 2019-05-17 | 2025-05-17 | 2019-05-17 | Naval Air Station Sigonella | 0175A
CNRE | Fire Extinguisher | Bldg. 0175 | In Service | # 451434 | ABS | ABC | 2019-05-17 | 2025-05-17 | 2019-05-17 | Naval Air Station Sigonella | 0175A
CNRE | Fire Extinguisher | Bldg. 0175 | In Service | # 451184 | ABS | ABC | 2019-05-17 | 2025-05-17 | 2019-05-17 | Naval Air Station Sigonella | 0175A
CNRE | Fire Extinguisher | Bldg. 0175 | In Service | # 451374 | ABS | ABC | 2019-05-17 | 2025-05-17 | 2019-05-17 | Naval Air Station Sigonella | 0175A
CNRE | Fire Extinguisher | Bldg. 0175 | In Service | # 451215 | ABS | ABC | 2019-05-17 | 2025-05-17 | 2019-05-17 | Naval Air Station Sigonella | 0175A
CNRE | Fire Extinguisher | BLDG 170 | In Service | # 448601 | ABS | ABC | 2019-05-17 | 2025-05-17 | 2019-05-17 | Naval Air Station Sigonella | 0170
CNRE | Fire Extinguisher | BLDG 170 | In Service | # 448957 | ABS | ABC | 2019-05-17 | 2025-05-17 | 2019-05-17 | Naval Air Station Sigonella | 0170
CNRE | Fire Extinguisher | BLDG 170 | In Service | # 023881 | ABS | ABC | 2021-09-14 | 2027-09-30 | 2021-09-01 | Naval Air Station Sigonella | 0170
CNRE | Fire Extinguisher | BLDG 170 | In Service | # 448656 | ABS | ABC | 2019-05-17 | 2025-05-17 | 2019-05-17 | Naval Air Station Sigonella | 0170
CNRE | Fire Extinguisher | BLDG 170 | In Service | # 448422 | ABS | ABC | 2019-05-17 | 2025-05-17 | 2019-05-17 | Naval Air Station Sigonella | 0170
CNRE | Fire Extinguisher | BLDG 170 | In Service | # 448919 | ABS | ABC | 2019-05-17 | 2025-05-17 | 2019-05-17 | Naval Air Station Sigonella | 0170
CNRE | Fire Extinguisher | BLDG 170 | In Service | # 451411 | ABS | ABC | 2019-05-17 | 2025-05-17 | 2019-05-17 | Naval Air Station Sigonella | 0170
CNRE | Fire Extinguisher | BLDG 170 | In Service | # 448624 | ABS | ABC | 2019-05-17 | 2025-05-17 | 2019-05-17 | Naval Air Station Sigonella | 0170
CNRE | Fire Extinguisher | BLDG 170 | In Service | # 448464 | ABS | ABC | 2019-05-17 | 2025-05-17 | 2019-05-17 | Naval Air Station Sigonella | 0170
CNRE | Fire Extinguisher | BLDG 170 | In Service | # 449301 | ABS | ABC | 2019-05-17 | 2025-05-17 | 2019-05-17 | Naval Air Station Sigonella | 0170
CNRE | Fire Extinguisher | BLDG 170 | In Service | # 449341 | ABS | ABC | 2019-05-17 | 2025-05-17 | 2019-05-17 | Naval Air Station Sigonella | 0170
CNRE | Fire Extinguisher | BLDG 170 | In Service | # 449357 | ABS | ABC | 2019-05-17 | 2025-05-17 | 2019-05-17 | Naval Air Station Sigonella | 0170
CNRE | Fire Extinguisher | BLDG 170 | In Service | # 448954 | ABS | ABC | 2019-05-17 | 2025-05-17 | 2019-05-17 | Naval Air Station Sigonella | 0170
CNRE | Fire Extinguisher | BLDG 170 | In Service | # 448740 | ABS | ABC | 2019-05-17 | 2025-05-17 | 2019-05-17 | Naval Air Station Sigonella | 0170
CNRE | Fire Extinguisher | BLDG 170 | In Service | # 449303 | ABS | ABC | 2019-05-17 | 2025-05-17 | 2019-05-17 | Naval Air Station Sigonella | 0170
CNRE | Fire Extinguisher | BLDG 170 | In Service | # 451209 | ABS | ABC | 2019-05-17 | 2025-05-17 | 2019-05-17 | Naval Air Station Sigonella | 0170
CNRE | Fire Extinguisher | BLDG 170 | In Service | # 023851 | ABS | ABC | 2021-09-14 | 2027-09-30 | 2021-09-01 | Naval Air Station Sigonella | 0170
CNRE | Fire Extinguisher | BLDG 170 | In Service | # 448719 | ABS | ABC | 2019-05-17 | 2025-05-17 | 2019-05-17 | Naval Air Station Sigonella | 0170
CNRE | Fire Extinguisher | BLDG 170 | In Service | # 448714 | ABS | ABC | 2019-05-17 | 2025-05-17 | 2019-05-17 | Naval Air Station Sigonella | 0170
CNRE | Fire Extinguisher | BLDG 170 | In Service | # 449327 | ABS | ABC | 2019-05-17 | 2025-05-17 | 2019-05-17 | Naval Air Station Sigonella | 0170
CNRE | Fire Extinguisher | BLDG 170 | In Service | # 448611 | ABS | ABC | 2019-05-17 | 2025-05-17 | 2019-05-17 | Naval Air Station Sigonella | 0170
CNRE | Fire Extinguisher | BLDG 170 | In Service | # 448431 | ABS | ABC | 2019-05-17 | 2025-05-17 | 2019-05-17 | Naval Air Station Sigonella | 0170
CNRE | Fire Extinguisher | BLDG 170 | In Service | # 448255 | ABS | ABC | 2019-05-17 | 2025-05-17 | 2019-05-17 | Naval Air Station Sigonella | 0170
CNRE | Fire Extinguisher | BLDG 170 | In Service | # 448906 | ABS | ABC | 2019-05-17 | 2025-05-17 | 2019-05-17 | Naval Air Station Sigonella | 0170
CNRE | Fire Extinguisher | BLDG 170 | In Service | # 451319 | ABS | ABC | 2019-05-17 | 2025-05-17 | 2019-05-17 | Naval Air Station Sigonella | 0170
CNRE | Fire Extinguisher | BLDG 170 | In Service | # 451288 | ABS | ABC | 2019-05-17 | 2025-05-17 | 2019-05-17 | Naval Air Station Sigonella | 0170
CNRE | Fire Extinguisher | Bldg. 562 | In Service | # 789452 | ANAF | ABC | 2020-08-06 | 2026-08-31 | 2020-08-01 | Naval Air Station Sigonella | 0562
CNRE | Fire Extinguisher | Bldg. 562 | In Service | # 789607 | ANAF | ABC | 2020-08-06 | 2026-08-31 | 2020-08-01 | Naval Air Station Sigonella | 0562
CNRE | Fire Extinguisher | Bldg. 562 | In Service | # 789354 | ANAF | ABC | 2020-08-06 | 2026-08-31 | 2020-08-01 | Naval Air Station Sigonella | 0562
CNRE | Fire Extinguisher | Bldg. 562 | In Service | # 789847 | ANAF | ABC | 2020-08-06 | 2026-08-31 | 2020-08-01 | Naval Air Station Sigonella | 0562
CNRE | Fire Extinguisher | Bldg. 562 | In Service | # 779129 | ANAF | ABC | 2020-08-06 | 2026-08-31 | 2020-08-01 | Naval Air Station Sigonella | 0562
CNRE | Fire Extinguisher | Bldg. 562 | In Service | # 789289 | ANAF | ABC | 2020-08-06 | 2026-08-31 | 2020-08-01 | Naval Air Station Sigonella | 0562
CNRE | Fire Extinguisher | Bldg. 562 | In Service | # 789632 | ANAF | ABC | 2020-08-06 | 2026-08-31 | 2020-08-01 | Naval Air Station Sigonella | 0562
CNRE | Fire Extinguisher | Bldg. 562 | In Service | # 779648 | ANAF | ABC | 2020-08-06 | 2026-08-31 | 2020-08-01 | Naval Air Station Sigonella | 0562
CNRE | Fire Extinguisher | Bldg. 562 | In Service | # 789292 | ANAF | ABC | 2020-08-06 | 2026-08-31 | 2020-08-01 | Naval Air Station Sigonella | 0562
CNRE | Fire Extinguisher | Bldg. 562 | In Service | # 779529 | ANAF | ABC | 2020-08-06 | 2026-08-31 | 2020-08-01 | Naval Air Station Sigonella | 0562
CNRE | Fire Extinguisher | Bldg. 562 | In Service | # 789643 | ANAF | ABC | 2020-08-06 | 2026-08-31 | 2020-08-01 | Naval Air Station Sigonella | 0562
CNRE | Fire Extinguisher | Bldg. 562 | In Service | # 789581 | ANAF | ABC | 2020-08-06 | 2026-08-31 | 2020-08-01 | Naval Air Station Sigonella | 0562
CNRE | Fire Extinguisher | Bldg. 562 | In Service | # 779363 | Amerex | ABC | 2020-08-06 | 2026-08-31 | 2020-08-01 | Naval Air Station Sigonella | 0562
CNRE | Fire Extinguisher | Bldg. 562 | In Service | # 789440 | ANAF | ABC | 2020-08-06 | 2026-08-31 | 2020-08-01 | Naval Air Station Sigonella | 0562
CNRE | Fire Extinguisher | Bldg. 562 | In Service | # 779667 | ANAF | ABC | 2020-08-06 | 2026-08-31 | 2020-08-01 | Naval Air Station Sigonella | 0562
CNRE | Fire Extinguisher | Bldg. 562 | In Service | # 779341 | Amerex | ABC | 2015-08-06 | 2026-08-31 | 2020-08-01 | Naval Air Station Sigonella | 0562
CNRE | Fire Extinguisher | Bldg. 562 | In Service | # 789199 | ANAF | ABC | 2020-08-06 | 2026-08-31 | 2020-08-01 | Naval Air Station Sigonella | 0562
CNRE | Fire Extinguisher | BLDG 452 | In Service | # 09517 | abm victoria | ABC | 2021-03-05 | 2027-03-31 | 2021-01-31 | Naval Air Station Sigonella | 0452
CNRE | Fire Extinguisher | BLDG 452 | In Service | # 09028 | abm victoria | ABC | 2021-03-05 | 2027-03-31 | 2021-01-31 | Naval Air Station Sigonella | 0452
CNRE | Fire Extinguisher | BLDG 452 | In Service | # 08434 | abm victoria | ABC | 2021-03-05 | 2027-03-31 | 2021-01-31 | Naval Air Station Sigonella | 0452
CNRE | Fire Extinguisher | BLDG 452 | In Service | # 09050 | abm victoria | ABC | 2021-03-05 | 2027-03-31 | 2021-01-31 | Naval Air Station Sigonella | 0452
CNRE | Fire Extinguisher | BLDG 452 | In Service | # 08817 | abm victoria | ABC | 2021-03-05 | 2027-03-31 | 2021-01-31 | Naval Air Station Sigonella | 0452
CNRE | Fire Extinguisher | BLDG 452 | In Service | # 08006 | abm victoria | ABC | 2021-03-05 | 2027-03-31 | 2021-01-31 | Naval Air Station Sigonella | 0452
CNRE | Fire Extinguisher | BLDG 452 | In Service | # 09435 | abm victoria | ABC | 2021-03-05 | 2027-03-31 | 2021-01-31 | Naval Air Station Sigonella | 0452
CNRE | Fire Extinguisher | BLDG 452 | In Service | # 09098 | abm victoria | ABC | 2021-03-05 | 2027-03-31 | 2021-01-31 | Naval Air Station Sigonella | 0452
CNRE | Fire Extinguisher | BLDG 452 | In Service | # 09604 | abm victoria | ABC | 2021-03-05 | 2027-03-31 | 2021-01-31 | Naval Air Station Sigonella | 0452
CNRE | Fire Extinguisher | BLDG 452 | In Service | # 08950 | abm victoria | ABC | 2021-03-05 | 2027-03-31 | 2021-01-31 | Naval Air Station Sigonella | 0452
CNRE | Fire Extinguisher | BLDG 452 | In Service | # 08321 | abm victoria | ABC | 2021-03-05 | 2027-03-31 | 2021-01-31 | Naval Air Station Sigonella | 0452
CNRE | Fire Extinguisher | BLDG 452 | In Service | # 09206 | abm victoria | ABC | 2021-03-05 | 2027-03-31 | 2021-01-31 | Naval Air Station Sigonella | 0452
CNRE | Fire Extinguisher | BLDG 452 | In Service | # 08947 | abm victoria | ABC | 2021-03-05 | 2027-03-31 | 2021-01-31 | Naval Air Station Sigonella | 0452
CNRE | Fire Extinguisher | BLDG 452 | In Service | # 08716 | abm victoria | ABC | 2021-03-05 | 2027-03-31 | 2021-01-31 | Naval Air Station Sigonella | 0452
CNRE | Fire Extinguisher | BLDG 452 | In Service | # 09204 | abm victoria | ABC | 2021-03-05 | 2027-03-31 | 2021-01-31 | Naval Air Station Sigonella | 0452
CNRE | Fire Extinguisher | BLDG 452 | In Service | # 08710 | abm victoria | ABC | 2021-03-05 | 2027-03-31 | 2021-01-31 | Naval Air Station Sigonella | 0452
CNRE | Fire Extinguisher | BLDG 452 | In Service | # 08683 | abm victoria | ABC | 2021-03-05 | 2027-03-31 | 2021-01-31 | Naval Air Station Sigonella | 0452
CNRE | Fire Extinguisher | BLDG 544 | In Service | # 448521 | AMEREX | ABC |  | 2025-05-31 | 2019-01-01 | Naval Air Station Sigonella | 0544
CNRE | Fire Extinguisher | BLDG 568 | In Service | # 789682 | anaf | ABC | 2020-06-01 | 2026-01-01 | 2020-06-01 | Naval Air Station Sigonella | 0568C
CNRE | Fire Extinguisher | BLDG 568 | In Service | # 789740 | anaf | ABC | 2020-01-01 | 2026-01-01 | 2020-01-01 | Naval Air Station Sigonella | 0568C
CNRE | Fire Extinguisher | BLDG 319 | In Service | # 08466 | abm victoria | ABC | 2021-03-18 | 2027-12-31 | 2021-01-31 | Naval Air Station Sigonella | 0319D
CNRE | Fire Extinguisher | BLDG 319 | In Service | # 08073 | abm victoria | ABC | 2021-03-18 | 2027-12-31 | 2021-01-31 | Naval Air Station Sigonella | 0319A
CNRE | Fire Extinguisher | BLDG 319 | In Service | # 09261 | abm victoria | ABC | 2021-03-18 | 2027-12-31 | 2021-01-31 | Naval Air Station Sigonella | 0319B
CNRE | Fire Extinguisher | BLDG 319 | In Service | # 09418 | abm victoria | ABC | 2021-03-18 | 2027-12-31 | 2021-01-31 | Naval Air Station Sigonella | 0319B
CNRE | Fire Extinguisher | BLDG 319 | In Service | # 09663 | abm victoria | ABC | 2021-03-18 | 2027-12-31 | 2021-01-31 | Naval Air Station Sigonella | 0319B
CNRE | Fire Extinguisher | BLDG 319 | In Service | # 08246 | abm victoria | ABC | 2021-03-18 | 2027-12-31 | 2021-01-31 | Naval Air Station Sigonella | 0319D
CNRE | Fire Extinguisher | BLDG 319 | In Service | # 08899 | abm victoria | ABC | 2021-03-18 | 2027-12-31 | 2021-01-31 | Naval Air Station Sigonella | 0319
CNRE | Fire Extinguisher | BLDG 319 | In Service | # 09043 | abm victoria | ABC | 2021-03-18 | 2027-12-31 | 2021-01-31 | Naval Air Station Sigonella | 0319A
CNRE | Fire Extinguisher | BLDG 319 | In Service | # 08906 | abm victoria | ABC | 2021-03-18 | 2027-12-31 | 2021-01-31 | Naval Air Station Sigonella | 0319C
CNRE | Fire Extinguisher | BLDG 318 | In Service | # 08803 | abm victoria | ABC | 2021-03-18 | 2027-12-31 | 2021-01-31 | Naval Air Station Sigonella | 0318B
CNRE | Fire Extinguisher | BLDG 318 | In Service | # 856559 | ANAF | ABC | 2021-02-19 | 2026-12-31 | 2020-12-31 | Naval Air Station Sigonella | 0318G
CNRE | Fire Extinguisher | BLDG 318 | In Service | # 856519 | ANAF | ABC | 2021-02-19 | 2026-12-31 | 2020-12-31 | Naval Air Station Sigonella | 0318D
CNRE | Fire Extinguisher | BLDG 318 | In Service | # 860115 | ANAF | ABC | 2021-02-19 | 2026-12-31 | 2020-12-31 | Naval Air Station Sigonella | 0318F
CNRE | Fire Extinguisher | BLDG 318 | In Service | # 09386 | abm victoria | ABC | 2021-03-18 | 2027-12-31 | 2021-01-31 | Naval Air Station Sigonella | 0318J
CNRE | Fire Extinguisher | BLDG 318 | In Service | # 08444 | abm victoria. | ABC | 2021-03-18 | 2027-12-31 | 2021-01-31 | Naval Air Station Sigonella | 0318K
CNRE | Fire Extinguisher | BLDG 414 | In Service | # 451213 | ABS | ABC | 2019-05-22 | 2025-05-22 | 2019-05-22 | Naval Air Station Sigonella | 0414
CNRE | Fire Extinguisher | BLDG 414 | In Service | # 451316 | ABS | ABC | 2019-05-22 | 2025-05-22 | 2019-05-22 | Naval Air Station Sigonella | 0414
CNRE | Fire Extinguisher | BLDG 414 | In Service | # 451158 | ABS | ABC | 2019-05-22 | 2025-05-22 | 2019-05-22 | Naval Air Station Sigonella | 0414
CNRE | Fire Extinguisher | BLDG 414 | In Service | # 451277 | ABS | ABC | 2019-05-22 | 2025-05-22 | 2019-05-22 | Naval Air Station Sigonella | 0414
CNRE | Fire Extinguisher | BLDG 414 | In Service | # 451250 | ABS | ABC | 2019-05-22 | 2025-05-22 | 2019-05-22 | Naval Air Station Sigonella | 0414
CNRE | Fire Extinguisher | BLDG 414 | In Service | # 451408 | ABS | ABC | 2019-05-22 | 2025-05-22 | 2019-05-22 | Naval Air Station Sigonella | 0414
CNRE | Fire Extinguisher | BLDG 414 | In Service | # 451569 | ABS | ABC | 2019-05-22 | 2025-05-22 | 2019-05-22 | Naval Air Station Sigonella | 0414
CNRE | Fire Extinguisher | BLDG 414 | In Service | # 451464 | AMEREX | ABC | 2019-05-22 | 2025-05-22 | 2019-05-22 | Naval Air Station Sigonella | 0414
CNRE | Fire Extinguisher | BLDG 414 | In Service | # 451187 | ABS | ABC | 2019-05-22 | 2025-05-22 | 2019-05-22 | Naval Air Station Sigonella | 0414
CNRE | Fire Extinguisher | BLDG 414 | In Service | # 450136 | ABS | ABC | 2019-05-22 | 2025-05-22 | 2019-05-22 | Naval Air Station Sigonella | 0414
CNRE | Fire Extinguisher | BLDG 414 | In Service | # 451190 | ABS | ABC | 2019-05-22 | 2025-05-22 | 2019-05-22 | Naval Air Station Sigonella | 0414
CNRE | Fire Extinguisher | BLDG 414 | In Service | # 449084 | ABS | ABC | 2019-05-22 | 2025-05-22 | 2019-05-22 | Naval Air Station Sigonella | 0414
CNRE | Fire Extinguisher | BLDG 414 | In Service | # 448851 | ABS | ABC | 2019-05-22 | 2025-05-22 | 2019-05-22 | Naval Air Station Sigonella | 0414
CNRE | Fire Extinguisher | BLDG 414 | In Service | # 451518 | ABS | ABC | 2019-05-22 | 2025-05-22 | 2019-05-22 | Naval Air Station Sigonella | 0414
CNRE | Fire Extinguisher | bldg 157 | In Service | # 08874 | abm victoria | ABC | 2021-03-16 | 2027-12-31 | 2021-01-31 | Naval Air Station Sigonella | 0157A
CNRE | Fire Extinguisher | bldg 157 | In Service | # 09727 | abm victoria | ABC | 2021-03-16 | 2027-12-31 | 2021-01-31 | Naval Air Station Sigonella | 0157B
CNRE | Fire Extinguisher | bldg 157 | In Service | # 08039 | abm victoria | ABC | 2021-03-16 | 2027-12-31 | 2021-01-31 | Naval Air Station Sigonella | 0157C
CNRE | Fire Extinguisher | bldg 157 | In Service | # 08055 | abm victoria | ABC | 2021-03-16 | 2027-12-31 | 2021-01-31 | Naval Air Station Sigonella | 0157C
CNRE | Fire Extinguisher | bldg 157 | In Service | # 08852 | abm victoria | ABC | 2021-03-16 | 2027-12-31 | 2021-01-31 | Naval Air Station Sigonella | 0157D
CNRE | Fire Extinguisher | bldg.742 | In Service | # 023849 | cea | ABC | 2023-02-07 | 2029-12-31 | 2021-12-31 | Naval Air Station Sigonella | 0742
CNRE | Fire Extinguisher | bldg.742 | In Service | # 824141 | cea | ABC | 2023-02-07 | 2029-12-31 | 2021-12-31 | Naval Air Station Sigonella | 0742
CNRE | Fire Extinguisher | bldg.742 | In Service | # 824143 | cea | ABC | 2023-02-07 | 2029-12-31 | 2021-12-31 | Naval Air Station Sigonella | 0742
CNRE | Fire Extinguisher | bldg 426C | In Service | # 451185 | ABS | ABC | 2019-05-22 | 2025-05-22 | 2019-05-22 | Naval Air Station Sigonella | 0426C
CNRE | Fire Extinguisher | bldg 426C | In Service | # 451217 | ABS | ABC | 2019-05-22 | 2025-05-22 | 2019-05-22 | Naval Air Station Sigonella | 0426C
CNRE | Fire Extinguisher | bldg 426C | In Service | # 451560 | ABS | ABC | 2019-05-22 | 2025-05-22 | 2019-05-22 | Naval Air Station Sigonella | 0426C
CNRE | Fire Extinguisher | bldg 426C | In Service | # 451336 | ABS | ABC | 2019-05-22 | 2025-05-22 | 2019-05-22 | Naval Air Station Sigonella | 0426C
CNRE | Fire Extinguisher | bldg 426C | In Service | # 450010 | ABS | ABC | 2019-05-22 | 2025-05-22 | 2019-05-22 | Naval Air Station Sigonella | 0426C
CNRE | Fire Extinguisher | bldg 426C | In Service | # 451285 | ABS | ABC | 2019-05-22 | 2025-05-22 | 2019-05-22 | Naval Air Station Sigonella | 0426C
CNRE | Fire Extinguisher | bldg 426C | In Service | # 28617 |  | ABC | 2017-01-31 | 2023-12-31 | 2017-01-31 | Naval Air Station Sigonella | 0426C
CNRE | Fire Extinguisher | bldg 426C | In Service | # 84302256 |  | ABC | 2017-12-31 | 2023-12-31 | 2017-12-31 | Naval Air Station Sigonella | 0426C
CNRE | Fire Extinguisher | bldg 426 | In Service | # 587292 |  | ABC | 2024-09-18 | 2030-09-18 | 2024-05-01 | Naval Air Station Sigonella | 0426B
CNRE | Fire Extinguisher | bldg 426 | In Service | # 587193 |  | ABC | 2024-09-18 | 2030-09-18 | 2024-05-01 | Naval Air Station Sigonella | 0426B
CNRE | Fire Extinguisher | bldg 426 | In Service | # 587473 |  | ABC | 2024-09-18 | 2030-09-18 | 2024-05-01 | Naval Air Station Sigonella | 0426B
CNRE | Fire Extinguisher | bldg 426 | In Service | # 789146 | ANAF | ABC | 2021-02-18 | 2026-12-31 | 2020-12-31 | Naval Air Station Sigonella | 0426A
CNRE | Fire Extinguisher | bldg 426 | In Service | # 587229 |  | ABC | 2024-09-18 | 2030-09-18 | 2024-09-18 | Naval Air Station Sigonella | 0426A
CNRE | Fire Extinguisher | bldg 426 | In Service | # 789222 | ANAF | ABC | 2021-02-18 | 2026-12-31 | 2020-12-31 | Naval Air Station Sigonella | 0426A
CNRE | Fire Extinguisher | bldg 426 | In Service | # 789246 | ANAF | ABC | 2021-02-18 | 2026-12-31 | 2020-12-31 | Naval Air Station Sigonella | 0426A
CNRE | Fire Extinguisher | bldg 426 | In Service | # 789203 | ANAF | ABC | 2021-02-18 | 2026-12-31 | 2020-12-31 | Naval Air Station Sigonella | 0426A
CNRE | Fire Extinguisher | bldg 426 | In Service | # 587196 |  | ABC | 2024-09-18 | 2030-09-18 | 2024-05-01 | Naval Air Station Sigonella | 0426A
CNRE | Fire Extinguisher | bldg 426 | In Service | # 789646 | ANAF | ABC | 2021-02-18 | 2026-12-31 | 2020-12-31 | Naval Air Station Sigonella | 0426A
CNRE | Fire Extinguisher | bldg 426 | In Service | # 587267 |  | ABC | 2024-09-18 | 2030-09-18 | 2024-05-01 | Naval Air Station Sigonella | 0426A
CNRE | Fire Extinguisher | BLDG. 0433 | In Service | # 08898 | abm victoria | ABC | 2021-03-16 | 2027-03-31 | 2021-01-31 | Naval Air Station Sigonella | 0433
CNRE | Fire Extinguisher | BLDG. 0433 | In Service | # 08480 | abm victoria | ABC | 2021-03-16 | 2027-03-31 | 2021-01-31 | Naval Air Station Sigonella | 0433
CNRE | Fire Extinguisher | BLDG. 0433 | In Service | # 07950 | abm victoria | ABC | 2021-03-16 | 2027-03-31 | 2021-01-31 | Naval Air Station Sigonella | 0433
CNRE | Fire Extinguisher | BLDG. 0456 | In Service | # 08266 | abm victoria | ABC | 2021-03-16 | 2027-03-31 | 2021-01-31 | Naval Air Station Sigonella | 0456
CNRE | Fire Extinguisher | BLDG. 0456 | In Service | # 08772 | abm victoria | ABC | 2021-03-16 | 2027-03-31 | 2021-01-31 | Naval Air Station Sigonella | 0456
CNRE | Fire Extinguisher | BLDG. 0456 | In Service | # 09757 | abm victoria | ABC | 2021-03-16 | 2027-03-31 | 2021-01-31 | Naval Air Station Sigonella | 0456
CNRE | Fire Extinguisher | BLDG. 0456 | In Service | # 09407 | abm victoria | ABC | 2021-03-16 | 2027-03-31 | 2021-01-31 | Naval Air Station Sigonella | 0456
CNRE | Fire Extinguisher | BLDG. 0465 | In Service | # 860029 | anaf | ABC | 2021-02-11 | 2026-12-31 | 2020-12-31 | Naval Air Station Sigonella | 0465
CNRE | Fire Extinguisher | BLDG. 0465 | In Service | # 820741 | ANAF | ABC | 2021-02-11 | 2026-12-31 | 2020-12-31 | Naval Air Station Sigonella | 0465
CNRE | Fire Extinguisher | BLDG. 0465 | In Service | # 856423 | ANAF | ABC | 2021-02-11 | 2026-12-31 | 2020-12-31 | Naval Air Station Sigonella | 0465
CNRE | Fire Extinguisher | BLDG. 0465 | In Service | # 856535 | ANAF | ABC | 2021-02-11 | 2026-12-31 | 2020-12-31 | Naval Air Station Sigonella | 0465
CNRE | Fire Extinguisher | BLDG. 0465 | In Service | # 855427 | ANAF | ABC | 2021-02-11 | 2026-12-31 | 2020-12-31 | Naval Air Station Sigonella | 0465
CNRE | Fire Extinguisher | BLDG. 0465 | In Service | # 856580 | ARAF | ABC | 2021-02-11 | 2026-12-31 | 2020-12-31 | Naval Air Station Sigonella | 0465
CNRE | Fire Extinguisher | BLDG. 0546 | In Service | # 789515 | ANAF | ABC | 2021-02-18 | 2026-12-31 | 2020-12-31 | Naval Air Station Sigonella | 0546
CNRE | Fire Extinguisher | BLDG. 0546 | In Service | # 789153 | ANAF | ABC | 2021-02-18 | 2026-12-31 | 2020-12-31 | Naval Air Station Sigonella | 0546
CNRE | Fire Extinguisher | BLDG. 0546 | In Service | # 789642 | ANAF | ABC | 2021-02-18 | 2026-12-31 | 2020-12-31 | Naval Air Station Sigonella | 0546
CNRE | Fire Extinguisher | BLDG. 0546 | In Service | # 788713 | ANAF | ABC | 2021-02-18 | 2026-12-31 | 2020-12-31 | Naval Air Station Sigonella | 0546
CNRE | Fire Extinguisher | BLDG. 0546 | In Service | # 788715 | ANAF | ABC | 2021-02-18 | 2026-12-31 | 2020-12-31 | Naval Air Station Sigonella | 0546
CNRE | Fire Extinguisher | BLDG. 0546 | In Service | # 789416 | ANAF | ABC | 2021-02-18 | 2026-12-31 | 2020-12-31 | Naval Air Station Sigonella | 0546
CNRE | Fire Extinguisher | BLDG. 0546 | In Service | # 789256 | ANAF | ABC | 2021-02-18 | 2026-12-31 | 2020-12-31 | Naval Air Station Sigonella | 0546
CNRE | Fire Extinguisher | BLDG. 0546 | In Service | # 789776 | ANAF | ABC | 2021-02-18 | 2026-12-31 | 2020-12-31 | Naval Air Station Sigonella | 0546
CNRE | Fire Extinguisher | BLDG. 0546 | In Service | # 792611 | ANAF | ABC | 2021-02-18 | 2026-12-31 | 2020-12-31 | Naval Air Station Sigonella | 0546
CNRE | Fire Extinguisher | BLDG. 0546 | In Service | # 789067 | ANAF | ABC | 2021-02-18 | 2026-12-31 | 2020-12-31 | Naval Air Station Sigonella | 0546
CNRE | Fire Extinguisher | BLDG. 0546 | In Service | # 788999 | ANAF | ABC | 2021-02-18 | 2026-12-31 | 2020-12-31 | Naval Air Station Sigonella | 0546
CNRE | Fire Extinguisher | BLDG. 0546 | In Service | # 450131 | abs | ABC | 2019-05-31 | 2025-12-31 | 2019-05-31 | Naval Air Station Sigonella | 0546
CNRE | Fire Extinguisher | BLDG. 0546 | In Service | # 448990 | abs | ABC | 2019-05-28 | 2025-05-25 | 2019-05-25 | Naval Air Station Sigonella | 0546
CNRE | Fire Extinguisher | BLDG. 0618 | In Service | # 860022 | ANAF | ABC | 2021-02-18 | 2026-12-31 | 2020-12-31 | Naval Air Station Sigonella | 0618
CNRE | Fire Extinguisher | BLDG. 0618 | In Service | # 860177 | ANAF | ABC | 2021-02-18 | 2026-12-31 | 2020-12-31 | Naval Air Station Sigonella | 0618
CNRE | Fire Extinguisher | BLDG. 0618 | In Service | # 860225 | ANAF | ABC | 2021-02-18 | 2026-12-31 | 2020-12-31 | Naval Air Station Sigonella | 0618
CNRE | Fire Extinguisher | BLDG. 0618 | In Service | # 860100 | ANAF | ABC | 2021-02-18 | 2026-12-31 | 2021-12-31 | Naval Air Station Sigonella | 0618
CNRE | Fire Extinguisher | BLDG. 0618 | In Service | # 792731 | ANAF | ABC | 2021-02-18 | 2026-12-31 | 2020-12-31 | Naval Air Station Sigonella | 0618
CNRE | Fire Extinguisher | BLDG. 0618 | In Service | # 860192 | ANAF | ABC | 2021-02-18 | 2026-12-31 | 2020-12-31 | Naval Air Station Sigonella | 0618
CNRE | Fire Extinguisher | BLDG. 0618 | In Service | # 789054 | ANAF | ABC | 2021-02-18 | 2026-12-31 | 2020-12-31 | Naval Air Station Sigonella | 0618
CNRE | Fire Extinguisher | BLDG. 0618 | In Service | # 860332 | ANAF | ABC | 2021-02-18 | 2026-12-31 | 2020-12-31 | Naval Air Station Sigonella | 0618
CNRE | Fire Extinguisher | BLDG. 0618 | In Service | # 859964 | ANAF | ABC | 2021-02-18 | 2026-12-31 | 2020-12-31 | Naval Air Station Sigonella | 0618
CNRE | Fire Extinguisher | BLDG. 0618 | In Service | # 859933 | ANAF | ABC | 2021-02-18 | 2026-12-31 | 2020-12-31 | Naval Air Station Sigonella | 0618
CNRE | Fire Extinguisher | BLDG. 0618 | In Service | # 860211 | ANAF | ABC | 2021-02-18 | 2026-12-31 | 2020-12-31 | Naval Air Station Sigonella | 0618
CNRE | Fire Extinguisher | BLDG. 0618 | In Service | # 860277 | ANAF | ABC | 2021-02-18 | 2026-12-31 | 2020-12-31 | Naval Air Station Sigonella | 0618
CNRE | Fire Extinguisher | BLDG. 0618 | In Service | # 856342 | ANAF | ABC | 2021-02-18 | 2026-12-31 | 2020-12-31 | Naval Air Station Sigonella | 0618
CNRE | Fire Extinguisher | BLDG. 0618 | In Service | # 855456 | ANAF | ABC | 2021-02-18 | 2026-12-31 | 2020-12-31 | Naval Air Station Sigonella | 0618
CNRE | Fire Extinguisher | BLDG. 0618 | In Service | # 792062 | ANAF | ABC | 2021-02-18 | 2026-12-31 | 2020-12-31 | Naval Air Station Sigonella | 0618
CNRE | Fire Extinguisher | BLDG. 0618 | In Service | # 859934 | ANAF | ABC | 2021-02-18 | 2026-12-31 | 2020-12-31 | Naval Air Station Sigonella | 0618
CNRE | Fire Extinguisher | BLDG. 0618 | In Service | # 789848 | ANAF | ABC | 2021-02-18 | 2026-12-31 | 2020-12-31 | Naval Air Station Sigonella | 0618
CNRE | Fire Extinguisher | BLDG. 0618 | In Service | # 789829 | ANAF | ABC | 2021-02-18 | 2026-12-31 | 2020-12-31 | Naval Air Station Sigonella | 0618
CNRE | Fire Extinguisher | BLDG. 0618 | In Service | # 860097 | AMEREX | ABC | 2021-02-18 | 2026-12-31 | 2020-12-31 | Naval Air Station Sigonella | 0618
CNRE | Fire Extinguisher | BLDG. 0618 | In Service | # 860274 | ANAF | ABC | 2021-02-18 | 2026-12-31 | 2020-12-31 | Naval Air Station Sigonella | 0618
CNRE | Fire Extinguisher | BLDG. 0618 | In Service | # 860285 | ANAF | ABC | 2021-02-18 | 2026-12-31 | 2020-12-31 | Naval Air Station Sigonella | 0618
CNRE | Fire Extinguisher | BLDG. 0618 | In Service | # 792668 | ANAF | ABC | 2021-02-18 | 2026-12-31 | 2020-12-31 | Naval Air Station Sigonella | 0618
CNRE | Fire Extinguisher | BLDG. 0619 | In Service | # 789439 | ANAF | ABC | 2021-02-18 | 2026-12-31 | 2020-12-31 | Naval Air Station Sigonella | 0619
CNRE | Fire Extinguisher | BLDG. 0619 | In Service | # 789156 | ANAF | ABC | 2021-02-18 | 2026-12-31 | 2020-12-31 | Naval Air Station Sigonella | 0619
CNRE | Fire Extinguisher | BLDG. 0619 | In Service | # 789361 | ANAF | ABC | 2021-02-18 | 2026-12-31 | 2020-12-31 | Naval Air Station Sigonella | 0619
CNRE | Fire Extinguisher | BLDG. 0619 | In Service | # 789516 | ANAF | ABC | 2021-02-18 | 2026-12-31 | 2020-12-31 | Naval Air Station Sigonella | 0619
CNRE | Fire Extinguisher | BLDG. 0619 | In Service | # 789374 | ANAF | ABC | 2021-02-18 | 2026-12-31 | 2020-12-31 | Naval Air Station Sigonella | 0619
CNRE | Fire Extinguisher | BLDG. 0619 | In Service | # 792559 | ANAF | ABC | 2021-02-18 | 2026-12-31 | 2020-12-31 | Naval Air Station Sigonella | 0619
CNRE | Fire Extinguisher | BLDG. 0619 | In Service | # 789800 | ANAF | ABC | 2021-02-18 | 2026-12-31 | 2020-12-31 | Naval Air Station Sigonella | 0619
CNRE | Fire Extinguisher | BLDG. 0619 | In Service | # 789157 | ANAF | ABC | 2021-02-18 | 2026-12-31 | 2020-12-31 | Naval Air Station Sigonella | 0619
CNRE | Fire Extinguisher | BLDG. 0619 | In Service | # 450538 | ABS | ABC | 2019-05-22 | 2025-05-22 | 2019-05-22 | Naval Air Station Sigonella | 0619
CNRE | Fire Extinguisher | BLDG. 0622 | In Service | # 856777 | anaf | ABC | 2021-02-11 | 2026-12-31 | 2020-12-31 | Naval Air Station Sigonella | 0622
CNRE | Fire Extinguisher | BLDG. 0628 | In Service | # 08195 | anaf | ABC | 2021-03-16 | 2027-03-31 | 2021-01-01 | Naval Air Station Sigonella | 0628
CNRE | Fire Extinguisher | bldg. 0533 | In Service | # 09105 |  | ABC | 2022-12-31 | 2028-12-31 | 2022-12-15 | Naval Air Station Sigonella | 0533
CNRE | Fire Extinguisher | bldg. 0533 | In Service | # 08485 |  | ABC | 2022-12-31 | 2028-12-31 | 2022-12-15 | Naval Air Station Sigonella | 0533
CNRE | Fire Extinguisher | bldg. 0533 | In Service | # 08274 |  | ABC | 2022-12-31 | 2028-12-31 | 2022-12-15 | Naval Air Station Sigonella | 0533
CNRE | Fire Extinguisher | bldg. 0533 | In Service | # 09678 |  | ABC | 2022-12-31 | 2028-12-31 | 2022-12-15 | Naval Air Station Sigonella | 0533
CNRE | Fire Extinguisher | bldg. 0533 | In Service | # 08241 |  | ABC | 2022-12-31 | 2028-12-31 | 2022-12-15 | Naval Air Station Sigonella | 0533
CNRE | Fire Extinguisher | bldg. 0533 | In Service | # 08809 |  | ABC | 2022-12-31 | 2028-12-31 | 2022-12-15 | Naval Air Station Sigonella | 0533
CNRE | Fire Extinguisher | bldg. 0533 | In Service | # 08351 |  | ABC | 2022-12-31 | 2028-12-31 | 2022-12-15 | Naval Air Station Sigonella | 0533
CNRE | Fire Extinguisher | BLDG. 0422 | In Service | # 792698 |  | ABC |  | 2026-01-01 | 2020-01-01 | Naval Air Station Sigonella | 0422
CNRE | Fire Extinguisher | BLDG. 0422 | In Service | # 789192 |  | ABC |  | 2026-01-01 | 2020-01-01 | Naval Air Station Sigonella | 0422
CNRE | Fire Extinguisher | BLDG. 0422 | In Service | # 792491 |  | ABC |  | 2026-01-01 | 2020-01-01 | Naval Air Station Sigonella | 0422
CNRE | Fire Extinguisher | BLDG. 0422 | In Service | # 789582 |  | ABC |  | 2026-01-01 | 2020-01-01 | Naval Air Station Sigonella | 0422
CNRE | Fire Extinguisher | BLDG. 0422 | In Service | # 788945 |  | ABC |  | 2026-01-01 | 2020-01-01 | Naval Air Station Sigonella | 0422
CNRE | Fire Extinguisher | BLDG.0438 | In Service | # 820396 | ANAF EXTINGUISHERS | ABC | 2020-10-08 | 2026-10-08 | 2020-10-08 | Naval Air Station Sigonella | 0438
CNRE | Fire Extinguisher | BLDG.0438 | In Service | # 820373 | ANAF EXTINGUISHERS | ABC | 2020-10-08 | 2026-10-08 | 2020-10-08 | Naval Air Station Sigonella | 0438
CNRE | Fire Extinguisher | BLDG.0438 | In Service | # 820747 | ANAF EXTINGUISHERS | ABC | 2020-10-08 | 2026-10-08 | 2020-10-08 | Naval Air Station Sigonella | 0438
CNRE | Fire Extinguisher | BLDG.0438 | In Service | # 820550 | ANAF EXTINGUISHERS | ABC | 2020-10-08 | 2026-10-08 | 2020-10-08 | Naval Air Station Sigonella | 0438
CNRE | Fire Extinguisher | BLDG.0438 | In Service | # 820740 | ANAF EXTINGUISHERS | ABC | 2020-10-08 | 2026-10-08 | 2020-10-08 | Naval Air Station Sigonella | 0438
CNRE | Fire Extinguisher | BLDG.0438 | In Service | # 819661 | ANAF EXTINGUISHERS | ABC | 2020-10-08 | 2026-10-08 | 2020-10-08 | Naval Air Station Sigonella | 0438
CNRE | Fire Extinguisher | BLDG. 0720 | In Service | # 08004 | abm victoria | ABC | 2021-03-09 | 2027-03-31 | 2021-01-31 | Naval Air Station Sigonella | 0720
CNRE | Fire Extinguisher | BLDG. 0720 | In Service | # 08674 | abm victoria | ABC | 2021-03-09 | 2027-03-31 | 2021-01-31 | Naval Air Station Sigonella | 0720
CNRE | Fire Extinguisher | BLDG. 0720 | In Service | # 07944 | abm victoria | ABC | 2021-03-09 | 2027-03-31 | 2021-01-31 | Naval Air Station Sigonella | 0720
CNRE | Fire Extinguisher | BLDG. 0719 | In Service | # 828009 | amerex | ABC | 2020-09-02 | 2026-09-02 | 2020-09-02 | Naval Air Station Sigonella | 0719
CNRE | Fire Extinguisher | BLDG. 0719 | In Service | # 828657 | amerex | ABC | 2020-09-02 | 2026-09-02 | 2020-09-02 | Naval Air Station Sigonella | 0719
CNRE | Fire Extinguisher | BLDG. 0719 | In Service | # 828194 | amerex | ABC | 2020-09-02 | 2026-09-02 | 2020-09-02 | Naval Air Station Sigonella | 0719
CNRE | Fire Extinguisher | BLDG. 0719 | In Service | # 828035 | amerex | ABC | 2020-09-02 | 2026-09-02 | 2020-09-02 | Naval Air Station Sigonella | 0719
CNRE | Fire Extinguisher | BLDG. 0719 | In Service | # 112110 | amerex | ABC | 2018-01-02 | 2024-01-02 | 2018-01-02 | Naval Air Station Sigonella | 0719
CNRE | Fire Extinguisher | BLDG. 0719 | In Service | # 828037 | amerex | ABC | 2020-09-02 | 2026-09-02 | 2020-09-02 | Naval Air Station Sigonella | 0719
CNRE | Fire Extinguisher | BLDG. 0719 | In Service | # 828390 | amerex | ABC | 2020-09-02 | 2026-09-02 | 2020-09-02 | Naval Air Station Sigonella | 0719
CNRE | Fire Extinguisher | BLDG. 0719 | In Service | # 828354 | amerex | ABC | 2020-09-02 | 2026-09-02 | 2020-09-02 | Naval Air Station Sigonella | 0719
CNRE | Fire Extinguisher | BLDG. 0719 | In Service | # 828085 | amerex | ABC | 2020-09-02 | 2026-09-02 | 2020-09-02 | Naval Air Station Sigonella | 0719
CNRE | Fire Extinguisher | BLDG. 0719 | In Service | # 828067 | AMEREX | ABC | 2020-09-02 | 2026-09-02 | 2020-09-02 | Naval Air Station Sigonella | 0719
CNRE | Fire Extinguisher | BLDG. 0050 | In Service | # 09421 | vitoria | ABC |  | 2027-12-31 | 2021-03-18 | Naval Air Station Sigonella | 0050
CNRE | Fire Extinguisher | Bldg. 0444 | In Service | # 856630 | anaf | ABC | 2021-02-11 | 2026-12-31 | 2020-12-31 | Naval Air Station Sigonella | 0444
CNRE | Fire Extinguisher | Bldg. 0469 | In Service | # 08936 | ABM VICTORIA | ABC 6 KG | 2021-03-18 | 2027-12-31 | 2021-03-18 | Naval Air Station Sigonella | 0469
CNRE | Fire Extinguisher | Bldg. 0469 | In Service | # 09421 | ABM VICTORIA | ABC 6 KG | 2021-03-18 | 2027-12-31 | 2021-12-31 | Naval Air Station Sigonella | 0469
CNRE | Fire Extinguisher | BLDG. 0537 | In Service | # 09099 | abm victoria | ABC | 2021-03-16 | 2027-12-31 | 2021-01-31 | Naval Air Station Sigonella | 0537
CNRE | Fire Extinguisher | BLDG. 0537 | In Service | # 09801 | abm victoria | ABC |  | 2027-12-31 | 2021-01-31 | Naval Air Station Sigonella | 0537
CNRE | Fire Extinguisher | BLDG. 0537 | In Service | # 09095 | abm victoria | ABC | 2021-03-16 | 2027-12-31 | 2021-01-31 | Naval Air Station Sigonella | 0537
CNRE | Fire Extinguisher | BLDG. 0537 | In Service | # 09123 | abm victoria | ABC | 2021-03-16 | 2027-12-31 | 2021-01-31 | Naval Air Station Sigonella | 0537
CNRE | Fire Extinguisher | BLDG. 0537 | In Service | # 08184 | abm victoria | ABC | 2021-03-16 | 2027-12-31 | 2021-01-31 | Naval Air Station Sigonella | 0537
CNRE | Fire Extinguisher | BLDG. 0639 | In Service | # 789572 |  | ABC | 2020-01-01 | 2026-01-01 | 2020-01-01 | Naval Air Station Sigonella | 0639
CNRE | Fire Extinguisher | BLDG. 0639 | In Service | # 789348 |  | ABC | 2020-01-01 | 2026-01-01 | 2020-01-01 | Naval Air Station Sigonella | 0639
CNRE | Fire Extinguisher | BLDG. 0639 | In Service | # 789080 |  | ABC | 2020-01-01 | 2026-01-01 | 2020-01-01 | Naval Air Station Sigonella | 0639
CNRE | Fire Extinguisher | BLDG. 0639 | In Service | # 789815 |  | ABC | 2020-01-01 | 2026-01-01 | 2020-01-01 | Naval Air Station Sigonella | 0639
CNRE | Fire Extinguisher | BLDG. 0639 | In Service | # 789279 |  | ABC | 2020-01-01 | 2026-01-01 | 2020-01-01 | Naval Air Station Sigonella | 0639
CNRE | Fire Extinguisher | BLDG. 0639 | In Service | # 789342 |  | ABC | 2020-01-01 | 2026-01-01 | 2020-01-01 | Naval Air Station Sigonella | 0639
CNRE | Fire Extinguisher | BLDG. 0639 | In Service | # 789537 |  | ABC | 2020-01-01 | 2026-01-01 | 2020-01-01 | Naval Air Station Sigonella | 0639
CNRE | Fire Extinguisher | BLDG. 0639 | In Service | # 789347 |  | ABC | 2020-01-01 | 2026-01-01 | 2020-01-01 | Naval Air Station Sigonella | 0639
CNRE | Fire Extinguisher | BLDG. 0639 | In Service | # 789127 |  | ABC | 2020-01-01 | 2026-01-01 | 2020-01-01 | Naval Air Station Sigonella | 0639
CNRE | Fire Extinguisher | BLDG. 0639 | In Service | # 789780 |  | ABC | 2020-01-01 | 2026-01-01 | 2020-01-01 | Naval Air Station Sigonella | 0639
CNRE | Fire Extinguisher | BLDG. 0639 | In Service | # 789137 |  | ABC | 2020-01-01 | 2026-01-01 | 2020-01-01 | Naval Air Station Sigonella | 0639
CNRE | Fire Extinguisher | BLDG. 0725 | In Service | # 789767 | ANAF | ABC | 2021-02-19 | 2026-12-31 | 2020-12-31 | Naval Air Station Sigonella | 0725
CNRE | Fire Extinguisher | Bldg. 2100 | In Service | # 448837 |  | ABC | 2019-05-31 | 2025-05-31 | 2019-05-31 | Naval Air Station Sigonella | Niscemi Transmitter Fac
CNRE | Fire Extinguisher | Bldg. 2100 | In Service | # 448091 |  | ABC | 2019-05-31 | 2025-05-31 | 2019-05-31 | Naval Air Station Sigonella | Niscemi Transmitter Fac
CNRE | Fire Extinguisher | Bldg. 2100 | In Service | # 448717 |  | ABC | 2019-05-31 | 2025-05-31 | 2019-05-31 | Naval Air Station Sigonella | Niscemi Transmitter Fac
CNRE | Fire Extinguisher | Bldg. 2100 | In Service | # 789403 |  | ABC | 2020-08-24 | 2026-08-24 | 2020-08-01 | Naval Air Station Sigonella | Niscemi Transmitter Fac
CNRE | Fire Extinguisher | BLDG. 0887 | In Service | # 2950 |  | ABC | 2017-12-31 | 2023-12-31 | 2017-12-31 | Naval Air Station Sigonella | 0887
CNRE | Fire Extinguisher | BLDG. 0897 | In Service | # 451057 | ABS | ABC | 2019-05-29 | 2025-05-29 | 2019-05-29 | Naval Air Station Sigonella | 0897
CNRE | Fire Extinguisher | Bldg. 0317 | In Service | # 448802 | ABS | ABC | 2019-04-24 | 2025-12-31 | 2019-05-28 | Naval Air Station Sigonella | 0317
CNRE | Fire Extinguisher | Bldg. 0317 | In Service | # 08748 | abm victoria | ABC 4.5 KG | 2021-03-16 | 2027-12-31 | 2021-01-31 | Naval Air Station Sigonella | 0317
CNRE | Fire Extinguisher | BLDG. 0308 | In Service | # 07963 | abm victoria | ABC | 2021-03-09 | 2027-03-31 | 2021-01-31 | Naval Air Station Sigonella | 0308E
CNRE | Fire Extinguisher | Bldg. 0317 | In Service | # 09165 | abm victoria | ABC 4.5 KG | 2021-03-16 | 2027-12-31 | 2021-01-31 | Naval Air Station Sigonella | 0317
CNRE | Fire Extinguisher | Bldg. 0317 | In Service | # 09618 | abm victoria | ABC 4.5 KG | 2021-03-16 | 2027-12-31 | 2021-01-31 | Naval Air Station Sigonella | 0317
CNRE | Fire Extinguisher | Bldg. 0317 | In Service | # 08860 | abm victoria | ABC 4.5 KG | 2021-03-16 | 2027-12-31 | 2021-01-31 | Naval Air Station Sigonella | 0317
CNRE | Fire Extinguisher | Bldg. 0317 | In Service | # 08217 | abm victoria | ABC | 2021-03-16 | 2027-06-30 | 2021-01-31 | Naval Air Station Sigonella | 0317
CNRE | Fire Extinguisher | Bldg. 0317 | In Service | # 08840 | abm victoria | ABC 4.5 KG | 2021-03-16 | 2027-12-31 | 2021-01-31 | Naval Air Station Sigonella | 0317
CNRE | Fire Extinguisher | BLDG. 0183 | In Service | # 09264 | abm victoria | ABC | 2021-03-08 | 2027-03-31 | 2021-01-31 | Naval Air Station Sigonella | 0183
CNRE | Fire Extinguisher | BLDG 318 | In Service | # 450983 | AMEREX | ABC | 2019-06-03 | 2025-06-03 | 2019-06-03 | Naval Air Station Sigonella | 0318K
CNRE | Fire Extinguisher | BLDG 318 | In Service | # 451046 | ABS | ABC | 2019-06-03 | 2025-06-03 | 2019-06-03 | Naval Air Station Sigonella | 0318K
CNRE | Fire Extinguisher | Bldg. 0542 | In Service | # 820713 | ANAF ESTINTORI | ABC 6 KG | 2020-10-07 | 2026-10-07 | 2020-10-07 | Naval Air Station Sigonella | 0542
CNRE | Fire Extinguisher | BLDG. 0616 | In Service | # 08074 |  | ABC | 2021-03-18 | 2027-12-31 | 2021-03-18 | Naval Air Station Sigonella | 0616
CNRE | Fire Extinguisher | BLDG. 0564 | In Service | # 450902 | ABS | ABC | 2019-05-31 | 2025-05-31 | 2019-05-31 | Naval Air Station Sigonella | 0564A
CNRE | Fire Extinguisher | BLDG. 0631 | In Service | # 449338 |  | ABC | 2019-05-31 | 2025-05-31 | 2019-05-31 | Naval Air Station Sigonella | 0631
CNRE | Fire Extinguisher | BLDG. 0631 | In Service | # 449352 |  | ABC | 2019-05-31 | 2025-12-31 | 2019-05-31 | Naval Air Station Sigonella | 0631
CNRE | Fire Extinguisher | BLDG. 0631 | In Service | # 448865 |  | ABC | 2019-05-31 | 2025-05-31 | 2019-05-31 | Naval Air Station Sigonella | 0631
CNRE | Fire Extinguisher | BLDG. 0631 | In Service | # 448538 |  | ABC | 2019-06-30 | 2025-05-31 | 2019-06-30 | Naval Air Station Sigonella | 0631
CNRE | Fire Extinguisher | BLDG. 0631 | In Service | # 448777 |  | ABC | 2019-05-31 | 2025-05-31 | 2019-05-31 | Naval Air Station Sigonella | 0631
CNRE | Fire Extinguisher | BLDG. 0558 | In Service | # 855438 | ANAF | ABC | 2021-02-10 | 2026-12-31 | 2020-12-31 | Naval Air Station Sigonella | 0558
CNRE | Fire Extinguisher | BLDG.522 | In Service | # 450921 | ABS | ABC | 2019-06-13 | 2025-06-13 | 2019-06-13 | Naval Air Station Sigonella | 0522
CNRE | Fire Extinguisher | BLDG.522 | In Service | # 450779 | ABS | ABC | 2019-06-13 | 2025-06-13 | 2019-06-13 | Naval Air Station Sigonella | 0522
CNRE | Fire Extinguisher | BLDG.522 | In Service | # 451048 | ABS | ABC | 2019-06-13 | 2025-06-13 | 2019-06-13 | Naval Air Station Sigonella | 0522
CNRE | Fire Extinguisher | BLDG.522 | In Service | # 450847 | ABS | ABC | 2019-06-13 | 2025-06-13 | 2019-06-13 | Naval Air Station Sigonella | 0522
CNRE | Fire Extinguisher | bldg.1103 | In Service | # 451229 |  | abc | 2019-05-31 | 2025-05-31 | 2019-05-31 | Naval Air Station Sigonella | 1103
CNRE | Fire Extinguisher | bldg.1103 | In Service | # 4508998 |  | abc | 2019-05-31 | 2025-05-31 | 2019-05-31 | Naval Air Station Sigonella | 1103
CNRE | Fire Extinguisher | BLDG 568 | In Service | # 792753 | emme | ABC | 2020-05-18 | 2026-12-31 | 2020-03-02 | Naval Air Station Sigonella | 0568A
CNRE | Fire Extinguisher | BLDG 568 | In Service | # 323998 | emme | ABC | 2024-05-14 | 2030-12-31 | 2024-01-01 | Naval Air Station Sigonella | 0568A
CNRE | Fire Extinguisher | bldg.568b | In Service | # 789602 | anaf | ABC | 2020-01-01 | 2026-01-01 | 2020-01-01 | Naval Air Station Sigonella | 0568B
CNRE | Fire Extinguisher | bldg.568b | In Service | # 789485 | anaf | ABC | 2020-01-01 | 2026-01-01 | 2020-01-01 | Naval Air Station Sigonella | 0568B
CNRE | Fire Extinguisher | bldg.549A | In Service | # 08775 | amerex | abc | 2022-05-25 | 2027-12-31 | 2021-12-31 | Naval Air Station Sigonella | 0549A
CNRE | Fire Extinguisher | bldg.549A | In Service | # 09333 | amerex | abc | 2022-05-25 | 2027-12-31 | 2021-12-31 | Naval Air Station Sigonella | 0549A
CNRE | Fire Extinguisher | bldg.549A | In Service | # 08347 | amerex | abc | 2022-05-25 | 2027-12-31 | 2021-12-31 | Naval Air Station Sigonella | 0549A
CNRE | Fire Extinguisher | bldg.549A | In Service | # 09441 | amerex | abc | 2022-05-25 | 2027-12-31 | 2021-12-31 | Naval Air Station Sigonella | 0549A
CNRE | Fire Extinguisher | bldg.549A | In Service | # 819679 |  | abc | 2020-12-31 | 2026-12-31 | 2020-12-15 | Naval Air Station Sigonella | 0549A
CNRE | Fire Extinguisher | BLDG.0632 | In Service | # 448578 | ABS | ABC | 2019-05-20 | 2025-05-31 | 2019-05-20 | Naval Air Station Sigonella | 0632
CNRE | Fire Extinguisher | bldg413 | In Service | # 842971551 | amirex | abc | 2023-02-07 | 2029-12-31 | 2022-12-31 | Naval Air Station Sigonella | 0413
CNRE | Fire Extinguisher | bldg.413 | In Service | # 09260 | amerex | abc | 2023-02-07 | 2029-12-31 | 2022-12-31 | Naval Air Station Sigonella | 0413
CNRE | Fire Extinguisher | bldg.413 | In Service | # 08061 | victoria | abc | 2023-02-07 | 2029-02-28 | 2022-02-28 | Naval Air Station Sigonella | 0413
CNRE | Fire Extinguisher | bldg.413 | In Service | # 09213 | victoria | abc | 2023-02-07 | 2029-02-28 | 2022-12-31 | Naval Air Station Sigonella | 0413
CNRE | Fire Extinguisher | bldg.413 | In Service | # 07896 | victoria | abc | 2022-02-08 | 2029-12-31 | 2022-12-31 | Naval Air Station Sigonella | 0413
CNRE | Fire Extinguisher | bldg.413 | In Service | # 09035 | victoria | abc | 2022-12-31 | 2029-12-31 | 2022-12-31 | Naval Air Station Sigonella | 0413
CNRE | Fire Extinguisher | BLDG. 0545A | In Service | # 820836 | ANAF | ABC | 2021-02-10 | 2026-12-31 | 2020-12-31 | Naval Air Station Sigonella | 0545 A
CNRE | Fire Extinguisher | BLDG. 0545A | In Service | # 855498 | ANAF | ABC | 2021-02-10 | 2026-12-31 | 2020-12-31 | Naval Air Station Sigonella | 0545 A
CNRE | Fire Extinguisher | BLDG. 0545A | In Service | # 820608 | ANAF | ABC | 2021-02-10 | 2026-12-31 | 2020-12-31 | Naval Air Station Sigonella | 0545 A
CNRE | Fire Extinguisher | BLDG. 0545A | In Service | # 856525 | ANAF | ABC | 2021-02-10 | 2026-12-31 | 2020-12-31 | Naval Air Station Sigonella | 0545 A
CNRE | Fire Extinguisher | bldg.862 | In Service | # 02 |  | abc | 2017-11-30 | 2023-12-31 | 2017-11-30 | Naval Air Station Sigonella | 0862
CNRE | Fire Extinguisher | bldg.863 | In Service | # 451045 | ABS | ABC | 2019-05-29 | 2025-05-29 | 2019-05-29 | Naval Air Station Sigonella | 0863
CNRE | Fire Extinguisher | BLDG.890 | In Service | # 27477 |  | abc | 2017-12-31 | 2023-12-31 | 2017-12-31 | Naval Air Station Sigonella | 0890
CNRE | Fire Extinguisher | BLDG.855 | In Service | # 127499 |  | abc | 2017-12-31 | 2023-12-31 | 2017-12-31 | Naval Air Station Sigonella | 0855
CNRE | Fire Extinguisher | bldg 560 | In Service | # 0295 |  | abc | 2016-06-01 | 2022-01-31 | 2016-01-31 | Naval Air Station Sigonella | 0560
CNRE | Fire Extinguisher | bldg 560 | In Service | # 03331 |  | abc |  | 2024-01-31 | 2018-01-31 | Naval Air Station Sigonella | 0560
CNRE | Fire Extinguisher | bldg 560 | In Service | # 0474 |  | abc |  | 2024-01-31 | 2018-01-31 | Naval Air Station Sigonella | 0560
CNRE | Fire Extinguisher | bldg 560 | In Service | # 12543 |  | abc |  | 2022-01-31 | 2016-01-31 | Naval Air Station Sigonella | 0560
CNRE | Fire Extinguisher | bldg 560 | In Service | # 2132 |  | abc |  | 2022-01-31 | 2016-01-31 | Naval Air Station Sigonella | 0560
CNRE | Fire Extinguisher | bldg 560 | In Service | # 125822 |  | abc |  | 2022-01-31 | 2016-01-31 | Naval Air Station Sigonella | 0560
CNRE | Fire Extinguisher | bldg 560 | In Service | # 49045 |  | abc |  | 2022-01-31 | 2016-01-31 | Naval Air Station Sigonella | 0560
CNRE | Fire Extinguisher | bldg 560 | In Service | # 428636 |  | abc |  | 2022-01-31 | 2016-01-31 | Naval Air Station Sigonella | 0560
CNRE | Fire Extinguisher | bldg 560 | In Service | # 039025 |  | abc |  | 2022-01-31 | 2016-01-31 | Naval Air Station Sigonella | 0560
CNRE | Fire Extinguisher | bldg 560 | In Service | # 126918 |  | abc |  | 2022-01-31 | 2016-01-31 | Naval Air Station Sigonella | 0560
CNRE | Fire Extinguisher | bldg 560 | In Service | # 20006 |  | abc |  | 2022-01-31 | 2016-01-31 | Naval Air Station Sigonella | 0560
CNRE | Fire Extinguisher | bldg 560 | In Service | # 2517 |  | abc |  | 2022-01-31 | 2016-01-31 | Naval Air Station Sigonella | 0560
CNRE | Fire Extinguisher | bldg 560 | In Service | # 53235 |  | abc |  | 2022-01-31 | 2016-01-31 | Naval Air Station Sigonella | 0560
CNRE | Fire Extinguisher | bldg 560 | In Service | # 85948 |  | abc |  | 2022-01-31 | 2016-01-31 | Naval Air Station Sigonella | 0560
CNRE | Fire Extinguisher | bldg 560 | In Service | # 77225 |  | abc |  | 2024-01-31 | 2018-01-31 | Naval Air Station Sigonella | 0560
CNRE | Fire Extinguisher | bldg 560 | In Service | # 7699 |  | abc |  | 2022-01-31 | 2016-01-31 | Naval Air Station Sigonella | 0560
CNRE | Fire Extinguisher | bldg 560 | In Service | # 126866 |  | abc |  | 2022-01-31 | 2016-01-31 | Naval Air Station Sigonella | 0560
CNRE | Fire Extinguisher | bldg 560 | In Service | # 125905 |  | abc |  | 2022-01-31 | 2016-01-31 | Naval Air Station Sigonella | 0560
CNRE | Fire Extinguisher | bldg 560 | In Service | # 21827 |  | abc |  | 2022-01-31 | 2016-01-31 | Naval Air Station Sigonella | 0560
CNRE | Fire Extinguisher | bldg 560 | In Service | # 49038 |  | abc |  | 2022-01-31 | 2016-01-31 | Naval Air Station Sigonella | 0560
CNRE | Fire Extinguisher | bldg 560 | In Service | # 2710 |  | abc |  | 2024-01-31 | 2018-01-31 | Naval Air Station Sigonella | 0560
CNRE | Fire Extinguisher | bldg 560 | In Service | # 18012 |  | abc |  | 2024-01-31 | 2018-01-31 | Naval Air Station Sigonella | 0560
CNRE | Fire Extinguisher | BLDG 0405 | In Service | # 779237 | ABS | ABC | 2020-07-30 | 2026-07-30 | 2020-07-30 | Naval Air Station Sigonella | 0405
CNRE | Fire Extinguisher | BLDG 0405 | In Service | # 448938 | ABS | ABC | 2019-05-16 | 2025-05-16 | 2019-05-16 | Naval Air Station Sigonella | 0405
CNRE | Fire Extinguisher | BLDG 0405 | In Service | # 08072 | ABS | ABC | 2023-02-15 | 2027-12-31 | 2021-01-11 | Naval Air Station Sigonella | 0405
CNRE | Fire Extinguisher | BLDG. 623 | In Service | # 448798 | ABS | ABC | 2019-05-16 | 2025-05-16 | 2019-05-16 | Naval Air Station Sigonella | 0623
CNRE | Fire Extinguisher | BLDG. 623 | In Service | # 448278 | ABS | ABC | 2019-05-16 | 2025-05-16 | 2019-05-16 | Naval Air Station Sigonella | 0623
CNRE | Fire Extinguisher | BLDG. 623 | In Service | # 448943 | ABS | ABC | 2019-05-16 | 2025-05-16 | 2019-05-16 | Naval Air Station Sigonella | 0623
CNRE | Fire Extinguisher | BLDG 1102 | In Service | # 448635 | ABS | ABC | 2019-05-15 | 2025-05-15 | 2019-05-15 | Naval Air Station Sigonella | 1102
CNRE | Fire Extinguisher | BLDG 1102 | In Service | # 448735 | ABS | ABC | 2019-05-15 | 2025-05-15 | 2019-05-15 | Naval Air Station Sigonella | 1102
CNRE | Fire Extinguisher | BLDG. 623 | In Service | # 448855 | ABS | ABC | 2019-05-16 | 2025-05-16 | 2019-05-16 | Naval Air Station Sigonella | 0623
CNRE | Fire Extinguisher | BLDG 1102 | In Service | # 448504 | ABS | ABC | 2019-05-15 | 2025-05-15 | 2019-05-15 | Naval Air Station Sigonella | 1102
CNRE | Fire Extinguisher | BLDG. 623 | In Service | # 448871 | ABS | ABC | 2019-05-16 | 2025-05-16 | 2019-05-16 | Naval Air Station Sigonella | 0623
CNRE | Fire Extinguisher | BLDG. 623 | In Service | # 448710 | ABS | ABC | 2019-05-16 | 2025-05-16 | 2019-05-16 | Naval Air Station Sigonella | 0623
CNRE | Fire Extinguisher | BLDG. 623 | In Service | # 448864 | ABS | ABC | 2019-05-16 | 2025-05-16 | 2019-05-16 | Naval Air Station Sigonella | 0623
CNRE | Fire Extinguisher | BLDG 1101 | In Service | # 448344 | ABS | ABC | 2019-05-14 | 2025-05-14 | 2019-05-14 | Naval Air Station Sigonella | 1101
CNRE | Fire Extinguisher | BLDG. 623 | In Service | # 448806 | ABS | ABC | 2019-05-16 | 2025-05-16 | 2019-05-16 | Naval Air Station Sigonella | 0623
CNRE | Fire Extinguisher | BLDG 1101 | In Service | # 448163 | ABS | ABC | 2019-05-14 | 2025-05-14 | 2019-05-14 | Naval Air Station Sigonella | 1101
CNRE | Fire Extinguisher | BLDG. 623 | In Service | # 448090 | ABS | ABC | 2019-05-16 | 2025-05-16 | 2019-05-16 | Naval Air Station Sigonella | 0623
CNRE | Fire Extinguisher | BLDG 1101 | In Service | # 448697 | ABS | ABC | 2019-05-14 | 2025-05-14 | 2019-05-14 | Naval Air Station Sigonella | 1101
CNRE | Fire Extinguisher | BLDG. 623 | In Service | # 448831 | ABS | ABC | 2019-05-16 | 2025-05-16 | 2019-05-16 | Naval Air Station Sigonella | 0623
CNRE | Fire Extinguisher | BLDG. 623 | In Service | # 448870 | ABS | ABC | 2019-05-16 | 2025-05-16 | 2019-05-16 | Naval Air Station Sigonella | 0623
CNRE | Fire Extinguisher | BLDG. 623 | In Service | # 448844 | ABS | ABC | 2019-05-16 | 2025-05-16 | 2019-05-16 | Naval Air Station Sigonella | 0623
CNRE | Fire Extinguisher | BLDG. 623 | In Service | # 448826 | ABS | ABC | 2019-05-16 | 2025-05-16 | 2019-05-16 | Naval Air Station Sigonella | 0623
CNRE | Fire Extinguisher | BLDG. 623 | In Service | # 448479 | ABS | ABC | 2019-05-16 | 2025-05-16 | 2019-05-16 | Naval Air Station Sigonella | 0623
CNRE | Fire Extinguisher | BLDG. 623 | In Service | # 448709 | ABS | ABC | 2019-05-16 | 2025-05-16 | 2019-05-16 | Naval Air Station Sigonella | 0623
CNRE | Fire Extinguisher | BLDG. 623 | In Service | # 448776 | ABS | ABC | 2019-05-16 | 2025-05-16 | 2019-05-16 | Naval Air Station Sigonella | 0623
CNRE | Fire Extinguisher | BLDG 0831 | In Service | # 448892 | ABS | ABC | 2019-04-18 | 2025-04-18 | 2019-04-18 | Naval Air Station Sigonella | 0831
CNRE | Fire Extinguisher | BLDG. 623 | In Service | # 448753 | ABS | ABC | 2019-05-16 | 2025-05-16 | 2019-05-16 | Naval Air Station Sigonella | 0623
CNRE | Fire Extinguisher | BLDG. 623 | In Service | # 828872 | ABS | ABC | 2021-01-27 | 2027-01-31 | 2020-12-31 | Naval Air Station Sigonella | 0623
CNRE | Fire Extinguisher | BLDG 0831 | In Service | # 448101 | ABS | ABC | 2019-04-18 | 2025-04-18 | 2019-04-18 | Naval Air Station Sigonella | 0831
CNRE | Fire Extinguisher | BLDG. 623 | In Service | # 448866 | ABS | ABC | 2019-05-16 | 2025-05-16 | 2019-05-16 | Naval Air Station Sigonella | 0623
CNRE | Fire Extinguisher | BLDG. 623 | In Service | # 448881 | ABS | ABC | 2019-05-16 | 2025-05-16 | 2019-05-16 | Naval Air Station Sigonella | 0623
CNRE | Fire Extinguisher | BLDG. 623 | In Service | # 448767 | ABS | ABC | 2019-05-16 | 2025-05-16 | 2019-05-16 | Naval Air Station Sigonella | 0623
CNRE | Fire Extinguisher | BLDG. 623 | In Service | # 448449 | ABS | ABC | 2019-05-16 | 2025-05-16 | 2019-05-16 | Naval Air Station Sigonella | 0623
CNRE | Fire Extinguisher | BLDG. 623 | In Service | # 448942 | ABS | ABC | 2019-05-16 | 2025-05-16 | 2019-05-16 | Naval Air Station Sigonella | 0623
CNRE | Fire Extinguisher | BLDG. 623 | In Service | # 448917 | ABS | ABC | 2019-05-16 | 2025-05-16 | 2019-05-16 | Naval Air Station Sigonella | 0623
CNRE | Fire Extinguisher | BLDG. 623 | In Service | # 448880 | ABS | ABC | 2019-05-16 | 2025-05-16 | 2019-05-16 | Naval Air Station Sigonella | 0623
CNRE | Fire Extinguisher | BLDG. 623 | In Service | # 448918 | ABS | ABC | 2019-05-16 | 2025-05-16 | 2019-05-16 | Naval Air Station Sigonella | 0623
CNRE | Fire Extinguisher | BLDG. 623 | In Service | # 448761 | ABS | ABC | 2019-05-16 | 2025-05-16 | 2019-05-16 | Naval Air Station Sigonella | 0623
CNRE | Fire Extinguisher | BLDG. 623 | In Service | # 448755 | ABS | ABC | 2019-05-16 | 2025-05-16 | 2019-05-16 | Naval Air Station Sigonella | 0623
CNRE | Fire Extinguisher | BLDG. 623 | In Service | # 448675 | ABS | ABC | 2019-05-16 | 2025-05-16 | 2019-05-16 | Naval Air Station Sigonella | 0623
CNRE | Fire Extinguisher | Bldg. 0175 | In Service | # 451489 | ABS | ABC | 2019-05-17 | 2025-05-17 | 2019-05-17 | Naval Air Station Sigonella | 0175A
CNRE | Fire Extinguisher | Bldg. 0175 | In Service | # 448145 | ABS | ABC | 2019-05-17 | 2025-05-17 | 2019-05-17 | Naval Air Station Sigonella | 0175A
CNRE | Fire Extinguisher | Bldg. 0175 | In Service | # 448843 | ABS | ABC | 2019-05-17 | 2025-05-17 | 2019-05-17 | Naval Air Station Sigonella | 0175A
CNRE | Fire Extinguisher | Bldg. 0314 | In Service | # 448613 | AbS | ABC | 2019-05-31 | 2025-05-31 | 2019-05-31 | Naval Air Station Sigonella | 0314 | SKY ROOM
CNRE | Fire Extinguisher | BLDG. ENGINE 10 | In Service | # 448706 | ABS | ABC | 2019-05-31 | 2025-05-31 | 2019-05-31 | Naval Air Station Sigonella | 0158
CNRE | Fire Extinguisher | BLDG.0632 | In Service | # 448670 | ABS | ABC | 2019-05-20 | 2025-05-31 | 2019-05-20 | Naval Air Station Sigonella | 0632
CNRE | Fire Extinguisher | BLDG.0632 | In Service | # 448541 | ABS | ABC | 2019-05-20 | 2025-05-31 | 2019-05-20 | Naval Air Station Sigonella | 0632
CNRE | Fire Extinguisher | BLDG.0632 | In Service | # 448577 | ABS | ABC | 2019-05-20 | 2025-05-31 | 2019-05-20 | Naval Air Station Sigonella | 0632
CNRE | Fire Extinguisher | BLDG 172 | In Service | # 451372 | ABS | ABC | 2019-05-20 | 2025-05-31 | 2019-05-20 | Naval Air Station Sigonella | 0172
CNRE | Fire Extinguisher | BLDG 172 | In Service | # 451523 | ABS | ABC | 2019-05-20 | 2025-05-31 | 2019-05-20 | Naval Air Station Sigonella | 0172
CNRE | Fire Extinguisher | BLDG 172 | In Service | # 451265 | ABS | ABC | 2019-05-20 | 2025-05-31 | 2019-05-20 | Naval Air Station Sigonella | 0172
CNRE | Fire Extinguisher | BLDG 172 | In Service | # 451383 | ABS | ABC | 2019-05-20 | 2025-05-31 | 2019-05-20 | Naval Air Station Sigonella | 0172
CNRE | Fire Extinguisher | BLDG 172 | In Service | # 451290 | ABS | ABC | 2019-05-20 | 2025-05-31 | 2019-05-20 | Naval Air Station Sigonella | 0172
CNRE | Fire Extinguisher | BLDG 172 | In Service | # 451195 | ABS | ABC | 2019-05-20 | 2025-05-31 | 2019-05-20 | Naval Air Station Sigonella | 0172
CNRE | Fire Extinguisher | BLDG 172 | In Service | # 451479 | ABS | ABC | 2019-05-20 | 2025-05-31 | 2019-05-20 | Naval Air Station Sigonella | 0172
CNRE | Fire Extinguisher | BLDG 172 | In Service | # 451398 | ABS | ABC | 2019-05-20 | 2025-05-31 | 2019-05-20 | Naval Air Station Sigonella | 0172
CNRE | Fire Extinguisher | BLDG 170 | In Service | # 449331 | ABS | ABC | 2019-05-17 | 2025-05-17 | 2019-05-17 | Naval Air Station Sigonella | 0170
CNRE | Fire Extinguisher | BLDG 170 | In Service | # 448905 | ABS | ABC | 2019-05-17 | 2025-05-17 | 2019-05-17 | Naval Air Station Sigonella | 0170
CNRE | Fire Extinguisher | BLDG 170 | In Service | # 448718 | ABS | ABC | 2019-05-17 | 2025-05-17 | 2019-05-17 | Naval Air Station Sigonella | 0173
CNRE | Fire Extinguisher | BLDG 0173 | In Service | # 450533 | ABS | ABC | 2019-05-20 | 2025-05-20 | 2019-05-20 | Naval Air Station Sigonella | 0173
CNRE | Fire Extinguisher | BLDG 0173 | In Service | # 451203 | ABS | ABC | 2019-05-20 | 2025-05-20 | 2019-05-20 | Naval Air Station Sigonella | 0173
CNRE | Fire Extinguisher | BLDG 0173 | In Service | # 451304 | ABS | ABC | 2019-05-20 | 2025-05-20 | 2019-05-20 | Naval Air Station Sigonella | 0173
CNRE | Fire Extinguisher | BLDG 0173 | In Service | # 451387 | ABS | ABC | 2019-05-20 | 2025-05-20 | 2019-05-20 | Naval Air Station Sigonella | 0173
CNRE | Fire Extinguisher | BLDG 0173 | In Service | # 450537 | ABS | ABC | 2019-05-20 | 2025-05-20 | 2019-05-20 | Naval Air Station Sigonella | 0173
CNRE | Fire Extinguisher | BLDG 0173 | In Service | # 451260 | ABS | ABC | 2019-05-20 | 2025-05-20 | 2019-05-20 | Naval Air Station Sigonella | 0173
CNRE | Fire Extinguisher | BLDG 0173 | In Service | # 451196 | ABS | ABC | 2019-05-20 | 2025-05-20 | 2019-05-20 | Naval Air Station Sigonella | 0173
CNRE | Fire Extinguisher | BLDG. 0606 | In Service | # 448297 | ABS | ABC | 2019-05-09 | 2025-05-09 | 2019-05-09 | Naval Air Station Sigonella | 0606
CNRE | Fire Extinguisher | Bldg. 0557 | In Service | # 451337 | ABS | ABC | 2019-05-20 | 2025-05-20 | 2019-05-20 | Naval Air Station Sigonella | 0557
CNRE | Fire Extinguisher | Bldg. 0557 | In Service | # 451245 | ABS | ABC | 2019-05-20 | 2025-05-20 | 2019-05-20 | Naval Air Station Sigonella | 0557
CNRE | Fire Extinguisher | Bldg. 0557 | In Service | # 451509 | ABS | ABC | 2019-05-20 | 2025-05-20 | 2019-05-20 | Naval Air Station Sigonella | 0557
CNRE | Fire Extinguisher | Bldg. 0557 | In Service | # 451280 | ABS | ABC | 2019-05-20 | 2025-05-20 | 2019-05-20 | Naval Air Station Sigonella | 0557
CNRE | Fire Extinguisher | BLDG. 0225B | In Service | # 451035 | ABS | ABC | 2019-05-21 | 2025-05-21 | 2019-05-21 | Naval Air Station Sigonella | 0225B
CNRE | Fire Extinguisher | BLDG. 0225B | In Service | # 450203 | ABS | ABC | 2019-05-21 | 2025-05-21 | 2019-05-21 | Naval Air Station Sigonella | 0225B
CNRE | Fire Extinguisher | BLDG. 0225B | In Service | # 450970 | ABS | ABC | 2019-05-21 | 2025-05-21 | 2019-05-21 | Naval Air Station Sigonella | 0225B
CNRE | Fire Extinguisher | BLDG. 0225B | In Service | # 451328 | ABS | ABC | 2019-05-21 | 2025-05-21 | 2019-05-21 | Naval Air Station Sigonella | 0225B
CNRE | Fire Extinguisher | BLDG. 0225B | In Service | # 451064 | ABS | ABC | 2019-05-21 | 2025-05-21 | 2019-05-21 | Naval Air Station Sigonella | 0225B
CNRE | Fire Extinguisher | BLDG. 0225B | In Service | # 451198 | ABS | ABC | 2019-05-21 | 2025-05-21 | 2019-05-21 | Naval Air Station Sigonella | 0225B
CNRE | Fire Extinguisher | BLDG. 0225B | In Service | # 451051 | ABS | ABC | 2019-05-21 | 2025-05-21 | 2019-05-21 | Naval Air Station Sigonella | 0225B
CNRE | Fire Extinguisher | BLDG. 0225B | In Service | # 451147 | ABS | ABC | 2019-05-21 | 2025-05-21 | 2019-05-21 | Naval Air Station Sigonella | 0225B
CNRE | Fire Extinguisher | BLDG. 0494 | In Service | # 450197 | abs | ABC | 2019-06-03 | 2025-06-03 | 2019-06-03 | Naval Air Station Sigonella | 0494
CNRE | Fire Extinguisher | BLDG. 0606 | In Service | # 2447 | ABS | ABC | 2017-05-31 | 2025-05-31 | 2019-05-31 | Naval Air Station Sigonella | 0606
CNRE | Fire Extinguisher | BLDG. 0606 | In Service | # 3115 | ABS | ABC | 2017-05-31 | 2025-05-31 | 2019-05-31 | Naval Air Station Sigonella | 0606
CNRE | Fire Extinguisher | BLDG. 0606 | In Service | # 2468 | ABS | ABC | 2017-05-31 | 2025-05-31 | 2019-05-31 | Naval Air Station Sigonella | 0606
CNRE | Fire Extinguisher | BLDG. 0606 | In Service | # 012562 | ABS | ABC | 2017-05-31 | 2025-05-31 | 2019-05-31 | Naval Air Station Sigonella | 0606
CNRE | Fire Extinguisher | BLDG. 0606 | In Service | # 3035 | ABS | ABC | 2017-05-31 | 2025-05-10 | 2019-05-31 | Naval Air Station Sigonella | 0606
CNRE | Fire Extinguisher | Bldg. 0313 | In Service | # 450920 | ABS | ABC | 2019-05-22 | 2025-05-22 | 2019-05-22 | Naval Air Station Sigonella | 0313
CNRE | Fire Extinguisher | BLDG. 0158 | In Service | # 587389 |  | ABC | 2024-09-18 | 2030-12-31 | 2024-08-01 | Naval Air Station Sigonella | 0158
CNRE | Fire Extinguisher | BLDG. 0402 | In Service | # 451289 |  | ABC 6 KG | 2019-05-22 | 2025-05-22 | 2019-05-22 | Naval Air Station Sigonella | 0402
CNRE | Fire Extinguisher | BLDG 225 | In Service | # 821929 | Anaf | ABC | 2021-02-11 | 2026-12-31 | 2020-12-31 | Naval Air Station Sigonella | 0225A
CNRE | Fire Extinguisher | BLDG. 0618 | In Service | # 448499 | abs | ABC | 2019-05-23 | 2025-05-23 | 2019-05-23 | Naval Air Station Sigonella | 0618
CNRE | Fire Extinguisher | BLDG 225 | In Service | # 820661 | Anaf | ABC | 2021-02-11 | 2026-12-31 | 2020-12-31 | Naval Air Station Sigonella | 0618
CNRE | Fire Extinguisher | BLDG. 0618 | In Service | # 448908 | abs | ABC | 2019-05-23 | 2025-05-23 | 2019-05-23 | Naval Air Station Sigonella | 0618
CNRE | Fire Extinguisher | BLDG. 0618 | In Service | # 448715 | abs | ABC | 2019-05-23 | 2025-05-23 | 2019-05-23 | Naval Air Station Sigonella | 0618
CNRE | Fire Extinguisher | BLDG. 0618 | In Service | # 448807 | abs | ABC | 2019-05-23 | 2025-05-23 | 2019-05-23 | Naval Air Station Sigonella | 0618
CNRE | Fire Extinguisher | BLDG. 0618 | In Service | # 449203 | abs | ABC | 2019-05-23 | 2025-05-23 | 2019-05-23 | Naval Air Station Sigonella | 0618
CNRE | Fire Extinguisher | BLDG 225 | In Service | # 828322 | Anaf | ABC | 2021-02-11 | 2026-12-31 | 2020-12-31 | Naval Air Station Sigonella | 0225A
CNRE | Fire Extinguisher | BLDG 225 | In Service | # 828266 | Anaf | ABC | 2021-02-11 | 2026-12-31 | 2020-12-31 | Naval Air Station Sigonella | 0225A
CNRE | Fire Extinguisher | BLDG 225 | In Service | # 828856 | Anaf | ABC | 2021-02-11 | 2026-12-31 | 2020-12-31 | Naval Air Station Sigonella | 0225A
CNRE | Fire Extinguisher | BLDG 225 | In Service | # 821094 | Anaf | ABC | 2021-02-11 | 2026-12-31 | 2020-12-31 | Naval Air Station Sigonella | 0225A
CNRE | Fire Extinguisher | BLDG 225 | In Service | # 820648 | Anaf | ABC | 2020-12-31 | 2026-12-31 | 2020-12-31 | Naval Air Station Sigonella | 0225A
CNRE | Fire Extinguisher | BLDG 225 | In Service | # 828482 | Anaf | ABC | 2021-02-11 | 2026-12-31 | 2020-12-31 | Naval Air Station Sigonella | 0225A
CNRE | Fire Extinguisher | BLDG 225 | In Service | # 828867 | Anaf | ABC | 2021-02-11 | 2026-12-31 | 2020-12-31 | Naval Air Station Sigonella | 0225A
CNRE | Fire Extinguisher | BLDG 225 | In Service | # 450665 | ABS | ABC | 2019-05-22 | 2025-05-22 | 2019-05-22 | Naval Air Station Sigonella | 0225A
CNRE | Fire Extinguisher | BLDG 225 | In Service | # 828597 | anaf | ABC | 2021-02-11 | 2026-12-31 | 2020-12-31 | Naval Air Station Sigonella | 0225A
CNRE | Fire Extinguisher | BLDG WELL 7 | In Service | # 449131 | ABS | ABC | 2019-05-22 | 2025-05-22 | 2019-05-22 | Naval Air Station Sigonella | 0183
CNRE | Fire Extinguisher | BLDG WELL 2 | In Service | # 448781 | ABS | ABC | 2019-05-22 | 2025-05-22 | 2019-05-22 | Naval Air Station Sigonella | 0183
CNRE | Fire Extinguisher | BLDG 555 | In Service | # 451504 | ABS | ABC | 2019-05-22 | 2025-05-22 | 2019-05-22 | Naval Air Station Sigonella | 0555
CNRE | Fire Extinguisher | BLDG 555 | In Service | # 451476 | ABS | ABC | 2019-05-22 | 2025-05-22 | 2019-05-22 | Naval Air Station Sigonella | 0555
CNRE | Fire Extinguisher | BLDG 555 | In Service | # 450177 | ABS | ABC | 2019-05-22 | 2025-05-22 | 2019-05-22 | Naval Air Station Sigonella | 0555
CNRE | Fire Extinguisher | BLDG 555 | In Service | # 451246 | ABS | ABC | 2019-05-22 | 2025-05-22 | 2019-05-22 | Naval Air Station Sigonella | 0555
CNRE | Fire Extinguisher | BLDG 555 | In Service | # 451223 | ABS | ABC | 2019-05-22 | 2025-05-22 | 2019-05-22 | Naval Air Station Sigonella | 0555
CNRE | Fire Extinguisher | BLDG 555 | In Service | # 451222 | ABS | ABC | 2019-05-22 | 2025-05-22 | 2019-05-22 | Naval Air Station Sigonella | 0555
CNRE | Fire Extinguisher | BLDG 555 | In Service | # 451220 | ABS | ABC | 2019-05-22 | 2025-05-22 | 2019-05-22 | Naval Air Station Sigonella | 0555
CNRE | Fire Extinguisher | BLDG 555 | In Service | # 451460 | ABS | ABC | 2019-05-22 | 2025-05-22 | 2019-05-22 | Naval Air Station Sigonella | 0555
CNRE | Fire Extinguisher | BLDG 555 | In Service | # 451428 | ABS | ABC | 2019-05-22 | 2025-05-22 | 2019-05-22 | Naval Air Station Sigonella | 0555
CNRE | Fire Extinguisher | BLDG 555 | In Service | # 448729 | ABS | ABC | 2019-05-22 | 2025-05-22 | 2019-05-22 | Naval Air Station Sigonella | 0555
CNRE | Fire Extinguisher | BLDG 555 | In Service | # 451400 | ABS | ABC | 2019-05-22 | 2025-05-22 | 2019-05-22 | Naval Air Station Sigonella | 0555
CNRE | Fire Extinguisher | BLDG 555 | In Service | # 448661 | ABS | ABC | 2019-05-22 | 2025-05-22 | 2019-05-22 | Naval Air Station Sigonella | 0555
CNRE | Fire Extinguisher | BLDG 555 | In Service | # 451382 | ABS | ABC | 2019-05-22 | 2025-05-22 | 2019-05-22 | Naval Air Station Sigonella | 0555
CNRE | Fire Extinguisher | BLDG 555 | In Service | # 451561 | ABS | ABC | 2019-05-22 | 2025-05-22 | 2019-05-22 | Naval Air Station Sigonella | 0555
CNRE | Fire Extinguisher | BLDG 555 | In Service | # 450118 | ABS | ABC | 2019-05-22 | 2025-05-22 | 2019-05-22 | Naval Air Station Sigonella | 0555
CNRE | Fire Extinguisher | BLDG 555 | In Service | # 451298 | ABS | ABC | 2019-05-22 | 2025-05-22 | 2019-05-22 | Naval Air Station Sigonella | 0555
CNRE | Fire Extinguisher | BLDG 555 | In Service | # 451232 | ABS | ABC | 2019-05-22 | 2025-05-22 | 2019-05-22 | Naval Air Station Sigonella | 0555
CNRE | Fire Extinguisher | BLDG 555 | In Service | # 451230 | ABS | ABC | 2019-05-22 | 2025-05-22 | 2019-05-22 | Naval Air Station Sigonella | 0555
CNRE | Fire Extinguisher | BLDG. 0619 | In Service | # 449189 | ABS | ABC | 2019-05-22 | 2025-05-22 | 2019-05-22 | Naval Air Station Sigonella | 0619
CNRE | Fire Extinguisher | BLDG. 0619 | In Service | # 451482 | ABS | ABC | 2019-05-22 | 2025-05-22 | 2019-05-22 | Naval Air Station Sigonella | 0619
CNRE | Fire Extinguisher | BLDG. 0619 | In Service | # 450152 | ABS | ABC | 2019-05-22 | 2025-05-22 | 2019-05-22 | Naval Air Station Sigonella | 0619
CNRE | Fire Extinguisher | BLDG. 0619 | In Service | # 450558 | ABS | ABC | 2019-05-22 | 2025-05-22 | 2019-05-22 | Naval Air Station Sigonella | 0619
CNRE | Fire Extinguisher | BLDG. 0619 | In Service | # 450138 | ABS | ABC | 2019-05-22 | 2025-05-22 | 2019-05-22 | Naval Air Station Sigonella | 0619
CNRE | Fire Extinguisher | BLDG 225 | In Service | # 828251 | Anaf | ABC | 2021-02-11 | 2026-12-31 | 2020-12-31 | Naval Air Station Sigonella | 0225A
CNRE | Fire Extinguisher | BLDG 225 | In Service | # 828606 | anaf | ABC | 2021-02-11 | 2026-12-31 | 2020-12-31 | Naval Air Station Sigonella | 0225A
CNRE | Fire Extinguisher | Bldg. 2100 | In Service | # 789074 |  | ABC | 2020-08-24 | 2026-08-24 | 2020-08-01 | Naval Air Station Sigonella | Niscemi Transmitter Fac
CNRE | Fire Extinguisher | BLDG. 0420 | In Service | # 436596 | abs | ABC | 2019-05-29 | 2025-05-30 | 2019-05-29 | Naval Air Station Sigonella | 0420
CNRE | Fire Extinguisher | BLDG. 0722 | In Service | # 449117 | abs | ABC | 2019-05-29 | 2025-05-30 | 2019-05-29 | Naval Air Station Sigonella | 0722
CNRE | Fire Extinguisher | BLDG. 0881 | In Service | # 451026 | ABS | ABC | 2019-05-29 | 2025-05-29 | 2019-05-29 | Naval Air Station Sigonella | 0881
CNRE | Fire Extinguisher | BLDG. 0633 | In Service | # 66094338 | abs | ABC | 2020-05-31 | 2026-05-31 | 2016-05-25 | Naval Air Station Sigonella | 0633
CNRE | Fire Extinguisher | BLDG. 0633 | In Service | # 862937 | abs | ABC | 2016-05-25 | 2023-12-31 | 2016-05-25 | Naval Air Station Sigonella | 0633
CNRE | Fire Extinguisher | BLDG. 0585 | In Service | # 451083 | ABS | ABC | 2019-05-29 | 2025-05-29 | 2019-05-29 | Naval Air Station Sigonella | 0585
CNRE | Fire Extinguisher | BLDG. 0856 | In Service | # AMEREX |  | ABC | 2017-12-31 | 2023-12-31 | 2017-12-31 | Naval Air Station Sigonella | 0856
CNRE | Fire Extinguisher | BLDG.890 | In Service | # AMEREX |  | abc | 2017-12-31 | 2023-12-31 | 2017-12-31 | Naval Air Station Sigonella | 0890
CNRE | Fire Extinguisher | Bldg. 0460 | In Service | # 08895 | vittoria | ABC 6 KG |  | 2027-12-31 | 2021-03-18 | Naval Air Station Sigonella | 0460
CNRE | Fire Extinguisher | BLDG. 0564 | In Service | # 450630 | ABS | ABC | 2019-05-31 | 2025-05-31 | 2019-05-31 | Naval Air Station Sigonella | 0564A
CNRE | Fire Extinguisher | BLDG. 0564 | In Service | # 450839 | ABS | ABC | 2019-05-31 | 2025-05-31 | 2019-05-31 | Naval Air Station Sigonella | 0564A
CNRE | Fire Extinguisher | BLDG. 0463 | In Service | # 450960 | amerex | ABC | 2019-05-31 | 2025-05-31 | 2019-05-31 | Naval Air Station Sigonella | 0463
CNRE | Fire Extinguisher | BLDG. 0463 | In Service | # 450928 | ABS | ABC | 2019-05-31 | 2025-05-31 | 2019-05-31 | Naval Air Station Sigonella | 0463
CNRE | Fire Extinguisher | BLDG. 0463 | In Service | # 449042 | ABS | ABC | 2019-05-31 | 2025-05-31 | 2019-05-31 | Naval Air Station Sigonella | 0463
CNRE | Fire Extinguisher | BLDG. 0463 | In Service | # 451179 | ABS | ABC | 2019-05-31 | 2025-05-31 | 2019-05-31 | Naval Air Station Sigonella | 0463
CNRE | Fire Extinguisher | BLDG. 0435 | In Service | # 450681 | ABM | ABC | 2019-05-31 | 2025-05-31 | 2019-05-31 | Naval Air Station Sigonella | 0435
CNRE | Fire Extinguisher | BLDG. 0435 | In Service | # 451163 | ABM | ABC | 2019-05-31 | 2025-05-31 | 2019-05-31 | Naval Air Station Sigonella | 0435
CNRE | Fire Extinguisher | BLDG. 0435 | In Service | # 451038 | ABS | ABC | 2019-05-31 | 2025-05-31 | 2019-05-31 | Naval Air Station Sigonella | 0435
CNRE | Fire Extinguisher | BLDG. 0444 | In Service | # 789280 |  | ABC 6 KG | 2020-01-02 | 2026-01-01 | 2020-01-01 | Naval Air Station Sigonella | 0447
CNRE | Fire Extinguisher | BLDG 0548 | In Service | # 451138 | ABS | ABC | 2019-06-03 | 2025-06-03 | 2019-06-03 | Naval Air Station Sigonella | 0548
CNRE | Fire Extinguisher | BLDG 0548 | In Service | # 451175 | ABS | ABC | 2019-06-03 | 2025-06-03 | 2019-06-03 | Naval Air Station Sigonella | 0548
CNRE | Fire Extinguisher | BLDG 0548 | In Service | # 436957 | ABS | ABC | 2019-06-03 | 2025-06-03 | 2019-06-03 | Naval Air Station Sigonella | 0548
CNRE | Fire Extinguisher | BLDG 0548 | In Service | # 451131 | ABS | ABC | 2019-06-03 | 2025-06-03 | 2019-06-03 | Naval Air Station Sigonella | 0548
CNRE | Fire Extinguisher | BLDG 0548 | In Service | # 451008 | ABS | ABC | 2019-06-03 | 2025-06-03 | 2019-06-03 | Naval Air Station Sigonella | 0548
CNRE | Fire Extinguisher | BLDG 0548 | In Service | # 450518 | ABS | ABC | 2019-06-03 | 2025-06-03 | 2019-06-03 | Naval Air Station Sigonella | 0548
CNRE | Fire Extinguisher | BLDG. 0476 | In Service | # 436627 | abs | ABC | 2019-06-03 | 2025-06-03 | 2019-06-03 | Naval Air Station Sigonella | 0476B
CNRE | Fire Extinguisher | BLDG. 0476 | In Service | # 436627 | abs | ABC | 2019-06-03 | 2025-06-03 | 2019-06-03 | Naval Air Station Sigonella | 0476B
CNRE | Fire Extinguisher | BLDG. 0476 | In Service | # 450755 | abs | ABC | 2019-06-03 | 2025-06-03 | 2019-06-03 | Naval Air Station Sigonella | 0476B
CNRE | Fire Extinguisher | BLDG. 0476 | In Service | # 451017 | abs | ABC | 2019-06-03 | 2025-06-03 | 2019-06-03 | Naval Air Station Sigonella | 0476B
CNRE | Fire Extinguisher | BLDG. 0476 | In Service | # 451134 | abs | ABC | 2019-06-03 | 2025-06-03 | 2019-06-03 | Naval Air Station Sigonella | 0476B
CNRE | Fire Extinguisher | BLDG 1020 | In Service | # 436451 | ABS | ABC | 2019-06-03 | 2025-06-03 | 2019-06-03 | Naval Air Station Sigonella | 1020
CNRE | Fire Extinguisher | BLDG 1020 | In Service | # 450971 | ABS | ABC | 2019-06-03 | 2025-06-03 | 2019-06-03 | Naval Air Station Sigonella | 1020
CNRE | Fire Extinguisher | BLDG 1020 | In Service | # 436674 | ABS | ABC | 2019-06-03 | 2025-06-03 | 2019-06-03 | Naval Air Station Sigonella | 1020
CNRE | Fire Extinguisher | BLDG 1020 | In Service | # 437049 | ABS | ABC | 2019-06-03 | 2025-06-03 | 2019-06-03 | Naval Air Station Sigonella | 1020
CNRE | Fire Extinguisher | BLDG 1020 | In Service | # 436722 | ABS | ABC | 2019-06-03 | 2025-06-03 | 2019-06-03 | Naval Air Station Sigonella | 1020
CNRE | Fire Extinguisher | BLDG 1020 | In Service | # 450989 | ABS | ABC | 2019-06-03 | 2025-06-03 | 2019-06-03 | Naval Air Station Sigonella | 1020
CNRE | Fire Extinguisher | BLDG 1020 | In Service | # 450710 | ABS | ABC | 2019-06-03 | 2025-06-03 | 2019-06-03 | Naval Air Station Sigonella | 1020
CNRE | Fire Extinguisher | BLDG 1020 | In Service | # 433120 | ABS | ABC | 2019-06-03 | 2025-06-03 | 2019-06-03 | Naval Air Station Sigonella | 1020
CNRE | Fire Extinguisher | BLDG 0318 | In Service | # 451480 | abs | abc | 2019-07-22 | 2025-07-22 | 2019-07-22 | Naval Air Station Sigonella | 0318A
CNRE | Fire Extinguisher | Bldg 562 | In Service | # 789464 | ANAF | ABC | 2020-08-06 | 2026-08-31 | 2020-08-01 | Naval Air Station Sigonella | 0562
CNRE | Fire Extinguisher | Bldg 2100 | In Service | # 789757 | ANAF | abc | 2020-08-24 | 2026-08-24 | 2020-08-01 | Naval Air Station Sigonella | Niscemi Transmitter Fac
CNRE | Fire Extinguisher | BLDG 0212 | In Service | # 827954 | ANAF | ABC | 2020-09-24 | 2026-09-24 | 2020-09-24 | Naval Air Station Sigonella | 0212 | UPS ROOM
CNRE | Fire Extinguisher | Bldg. 0542 | In Service | # 820472 | ANAF ESTINTORI | ABC 6 KG | 2020-10-07 | 2026-10-07 | 2020-10-07 | Naval Air Station Sigonella | 0542
CNRE | Fire Extinguisher | BLDG.0438 | In Service | # 820841 | ANAF EXTINGUISHERS | ABC | 2020-10-08 | 2026-10-08 | 2020-10-08 | Naval Air Station Sigonella | 0438
CNRE | Fire Extinguisher | Bldg 2100 | In Service | # 820514 | ANAF | abc | 2020-12-02 | 2026-12-02 | 2020-12-02 | Naval Air Station Sigonella | Niscemi Transmitter Fac
CNRE | Fire Extinguisher | Bldg 2100 | In Service | # 822310 | ANAF | abc | 2020-12-02 | 2026-12-02 | 2020-12-02 | Naval Air Station Sigonella | Niscemi Transmitter Fac
CNRE | Fire Extinguisher | Bldg 2100 | In Service | # 820819 | ANAF | abc | 2020-12-02 | 2026-12-02 | 2020-12-02 | Naval Air Station Sigonella | Niscemi Transmitter Fac
CNRE | Fire Extinguisher | Bldg 2100 | In Service | # 819615 | ANAF | abc | 2020-12-02 | 2026-12-02 | 2020-12-02 | Naval Air Station Sigonella | Niscemi Transmitter Fac
CNRE | Fire Extinguisher | Bldg 2100 | In Service | # 822508 | ANAF | abc | 2020-12-02 | 2026-12-02 | 2020-12-02 | Naval Air Station Sigonella | Niscemi Transmitter Fac
CNRE | Fire Extinguisher | Bldg 2100 | In Service | # 820888 | ANAF | abc | 2020-12-02 | 2026-12-02 | 2020-12-02 | Naval Air Station Sigonella | Niscemi Transmitter Fac
CNRE | Fire Extinguisher | Bldg 2100 | In Service | # 822507 | ANAF | abc | 2020-12-02 | 2026-12-02 | 2020-12-02 | Naval Air Station Sigonella | Niscemi Transmitter Fac
CNRE | Fire Extinguisher | Bldg 2100 | In Service | # 820729 | ANAF | abc | 2020-12-02 | 2026-12-02 | 2020-12-02 | Naval Air Station Sigonella | Niscemi Transmitter Fac
CNRE | Fire Extinguisher | Bldg 2100 | In Service | # 820146 | ANAF | abc | 2020-12-02 | 2026-12-02 | 2020-12-02 | Naval Air Station Sigonella | Niscemi Transmitter Fac
CNRE | Fire Extinguisher | Bldg 2100 | In Service | # 820564 | ANAF | abc | 2020-12-02 | 2026-12-02 | 2020-12-02 | Naval Air Station Sigonella | Niscemi Transmitter Fac
CNRE | Fire Extinguisher | Bldg 2100 | In Service | # 820343 | ANAF | abc | 2020-12-02 | 2026-12-02 | 2020-12-02 | Naval Air Station Sigonella | Niscemi Transmitter Fac
CNRE | Fire Extinguisher | Bldg 2100 | In Service | # 789500 | ANAF | abc | 2020-12-02 | 2026-12-02 | 2020-12-02 | Naval Air Station Sigonella | Niscemi Transmitter Fac
CNRE | Fire Extinguisher | bldg.549A | In Service | # 820834 | amerex | abc | 2017-12-31 | 2023-12-31 | 2017-12-31 | Naval Air Station Sigonella | 0549A
CNRE | Fire Extinguisher | bldg.549A | In Service | # 98602 | amerex | abc | 2017-12-31 | 2023-12-31 | 2017-12-31 | Naval Air Station Sigonella | 0549A
CNRE | Fire Extinguisher | bldg 0549 | In Service | # 820592 | ANAF | ABC | 2020-12-18 | 2026-12-31 | 2020-12-18 | Naval Air Station Sigonella | 0549A | GEICO OFFICE
CNRE | Fire Extinguisher | BLDG. 0729a | In Service | # 820691 | ANAF |  | 2021-02-11 | 2026-12-31 | 2020-12-31 | Naval Air Station Sigonella | 0729A
CNRE | Fire Extinguisher | bldg 0432 | In Service | # 828794 | anaf |  |  | 2026-12-31 | 2020-12-31 | Naval Air Station Sigonella | 0432
CNRE | Fire Extinguisher | bldg 0432 | In Service | # 820560 | anaf | abc |  | 2026-12-31 | 2020-12-31 | Naval Air Station Sigonella | 0432
CNRE | Fire Extinguisher | bldg 0432 | In Service | # 855571 | anaf | abc |  | 2026-12-31 | 2020-12-31 | Naval Air Station Sigonella | 0432
CNRE | Fire Extinguisher | BLDG.0436A | In Service | # 859956 | ANAF | ABC | 2021-02-10 | 2026-12-31 | 2020-12-31 | Naval Air Station Sigonella | 0436A
CNRE | Fire Extinguisher | bldg 0432 | In Service | # 855400 | anaf | abc |  | 2026-12-31 | 2020-12-31 | Naval Air Station Sigonella | 0432
CNRE | Fire Extinguisher | bldg 0432 | In Service | # 828333 | anaf | abc |  | 2026-12-31 | 2020-12-31 | Naval Air Station Sigonella | 0432
CNRE | Fire Extinguisher | BLDG.0436A | In Service | # 856466 | ANAF | ABC | 2021-02-10 | 2026-12-31 | 2020-12-31 | Naval Air Station Sigonella | 0436A
CNRE | Fire Extinguisher | BLDG.0436A | In Service | # 856776 | ANAF | ABC | 2021-02-10 | 2026-12-31 | 2020-12-31 | Naval Air Station Sigonella | 0436A
CNRE | Fire Extinguisher | BLDG.0436A | In Service | # 829283 | ANAF | ABC | 2021-02-10 | 2026-12-31 | 2020-12-31 | Naval Air Station Sigonella | 0436A
CNRE | Fire Extinguisher | bldg 0432 | In Service | # 855400 | anaf | abc |  | 2026-12-31 | 2020-12-31 | Naval Air Station Sigonella | 0432
CNRE | Fire Extinguisher | BLDG. 0545A | In Service | # 828825 | ANAF | ABC | 2021-02-10 | 2026-12-31 | 2020-12-31 | Naval Air Station Sigonella | 0545 A
CNRE | Fire Extinguisher | BLDG. 0545B | In Service | # 828377 | ANAF | ABC | 2021-02-10 | 2026-12-31 | 2020-12-31 | Naval Air Station Sigonella | 0545B
CNRE | Fire Extinguisher | BLDG. 0545B | In Service | # 828672 | ANAF | ABC | 2021-02-10 | 2026-12-31 | 2020-12-31 | Naval Air Station Sigonella | 0545B
CNRE | Fire Extinguisher | BLDG. 0545B | In Service | # 826333 | ANAF | ABC | 2021-02-10 | 2026-12-31 | 2020-12-31 | Naval Air Station Sigonella | 0545B
CNRE | Fire Extinguisher | BLDG. 0545B | In Service | # 856688 | ANAF | ABC | 2021-02-10 | 2026-12-31 | 2020-12-31 | Naval Air Station Sigonella | 0545B
CNRE | Fire Extinguisher | BLDG. 0545B | In Service | # 820469 | ANAF | ABC | 2021-02-10 | 2026-12-31 | 2020-12-31 | Naval Air Station Sigonella | 0545B
CNRE | Fire Extinguisher | BLDG. 0545B | In Service | # 820898 | ANAF | ABC | 2021-02-10 | 2026-12-31 | 2020-12-31 | Naval Air Station Sigonella | 0545B
CNRE | Fire Extinguisher | BLDG. 0545B | In Service | # 820797 | ANAF | ABC | 2021-02-10 | 2026-12-31 | 2020-12-31 | Naval Air Station Sigonella | 0545B
CNRE | Fire Extinguisher | BLDG. 0545B | In Service | # 828659 | ANAF | ABC | 2021-02-10 | 2026-12-31 | 2020-12-31 | Naval Air Station Sigonella | 0545B
CNRE | Fire Extinguisher | BLDG 225 | In Service | # 828393 | Anaf | ABC | 2021-02-11 | 2026-12-31 | 2020-12-31 | Naval Air Station Sigonella | 0225A
CNRE | Fire Extinguisher | BLDG. 0545B | In Service | # 819664 | ANAF | ABC | 2021-02-10 | 2026-12-31 | 2020-12-31 | Naval Air Station Sigonella | 0545B
CNRE | Fire Extinguisher | BLDG 225 | In Service | # 828004 | Anaf | ABC | 2021-02-11 | 2026-12-31 | 2020-12-31 | Naval Air Station Sigonella | 0225A
CNRE | Fire Extinguisher | BLDG. 0545B | In Service | # 820742 | ANAF | ABC | 2021-02-10 | 2026-12-31 | 2020-12-31 | Naval Air Station Sigonella | 0545B
CNRE | Fire Extinguisher | BLDG 225 | In Service | # 820788 | Anaf | ABC | 2021-02-11 | 2026-12-31 | 2020-12-31 | Naval Air Station Sigonella | 0225A
CNRE | Fire Extinguisher | BLDG. 0545B | In Service | # 855575 | ANAF | ABC | 2021-02-10 | 2026-12-31 | 2020-12-31 | Naval Air Station Sigonella | 0545B
CNRE | Fire Extinguisher | BLDG 225 | In Service | # 828197 | Anaf | ABC | 2021-02-11 | 2026-12-31 | 2020-12-31 | Naval Air Station Sigonella | 0225A
CNRE | Fire Extinguisher | BLDG. 0545B | In Service | # 856753 | ANAF | ABC | 2021-02-10 | 2026-12-31 | 2020-12-31 | Naval Air Station Sigonella | 0545B
CNRE | Fire Extinguisher | BLDG 225 | In Service | # 820813 | Anaf | ABC | 2021-02-11 | 2026-12-31 | 2020-12-31 | Naval Air Station Sigonella | 0225A
CNRE | Fire Extinguisher | BLDG. 0545B | In Service | # 860184 | ANAF | ABC | 2021-02-10 | 2026-12-31 | 2020-12-31 | Naval Air Station Sigonella | 0545B
CNRE | Fire Extinguisher | BLDG 225 | In Service | # 828326 | Anaf | ABC | 2021-02-11 | 2026-12-31 | 2020-12-31 | Naval Air Station Sigonella | 0225A
CNRE | Fire Extinguisher | BLDG. 0545B | In Service | # 855389 | ANAF | ABC | 2021-02-10 | 2026-12-31 | 2020-12-31 | Naval Air Station Sigonella | 0545B
CNRE | Fire Extinguisher | BLDG 225 | In Service | # 820947 | Anaf | ABC | 2021-02-11 | 2026-12-31 | 2020-12-31 | Naval Air Station Sigonella | 0225A
CNRE | Fire Extinguisher | BLDG 225 | In Service | # 820773 | Anaf | ABC | 2021-02-11 | 2026-12-31 | 2020-12-31 | Naval Air Station Sigonella | 0225A
CNRE | Fire Extinguisher | BLDG 225 | In Service | # 828680 | Anaf | ABC | 2021-02-11 | 2026-12-31 | 2020-12-31 | Naval Air Station Sigonella | 0225A
CNRE | Fire Extinguisher | BLDG 225 | In Service | # 828073 | Anaf | ABC | 2021-02-11 | 2026-12-31 | 2020-12-31 | Naval Air Station Sigonella | 0225A
CNRE | Fire Extinguisher | BLDG 225 | In Service | # 828627 | Anaf | ABC | 2021-02-11 | 2026-12-31 | 2020-12-31 | Naval Air Station Sigonella | 0225A
CNRE | Fire Extinguisher | BLDG. 0558 | In Service | # 860021 | ANAF | ABC | 2021-02-10 | 2026-12-31 | 2020-12-31 | Naval Air Station Sigonella | 0558
CNRE | Fire Extinguisher | BLDG 0608 | In Service | # 820341 | ANAF |  |  | 2026-12-31 | 2020-12-31 | Naval Air Station Sigonella | 0608
CNRE | Fire Extinguisher | BLDG. 0622 | In Service | # 856760 | ANAF | ABC | 2021-02-11 | 2026-12-31 | 2020-12-31 | Naval Air Station Sigonella | 0622
CNRE | Fire Extinguisher | BLDG. 0622 | In Service | # 860329 | anaf | ABC | 2021-02-11 | 2026-12-31 | 2020-12-31 | Naval Air Station Sigonella | 0622
CNRE | Fire Extinguisher | BLDG. 0622 | In Service | # 856639 | anaf | ABC | 2021-02-11 | 2026-12-31 | 2020-12-31 | Naval Air Station Sigonella | 0622
CNRE | Fire Extinguisher | BLDG. 0622 | In Service | # 890845 | anaf | ABC | 2021-02-11 | 2026-12-31 | 2020-12-31 | Naval Air Station Sigonella | 0622
CNRE | Fire Extinguisher | BLDG. 0622 | In Service | # 860184 | anaf | ABC | 2021-02-11 | 2026-12-31 | 2020-12-31 | Naval Air Station Sigonella | 0622
CNRE | Fire Extinguisher | BLDG. 0622 | In Service | # 856616 | anaf | ABC | 2021-02-11 | 2026-12-31 | 2020-12-31 | Naval Air Station Sigonella | 0622
CNRE | Fire Extinguisher | BLDG. 0622 | In Service | # 855411 | anaf | ABC | 2021-02-11 | 2026-12-31 | 2020-12-31 | Naval Air Station Sigonella | 0622
CNRE | Fire Extinguisher | BLDG. 0622 | In Service | # 856370 | anaf | ABC | 2021-02-11 | 2026-12-31 | 2020-12-31 | Naval Air Station Sigonella | 0622
CNRE | Fire Extinguisher | BLDG. 0622 | In Service | # 856621 | anaf | ABC | 2021-02-11 | 2026-12-31 | 2020-12-31 | Naval Air Station Sigonella | 0622
CNRE | Fire Extinguisher | BLDG. 0622 | In Service | # 856780 | anaf | ABC | 2021-02-11 | 2026-12-31 | 2020-12-31 | Naval Air Station Sigonella | 0622
CNRE | Fire Extinguisher | BLDG. 0585 | In Service | # 820680 | anaf | ABC 6 KG | 2021-12-31 | 2026-12-31 | 2020-12-31 | Naval Air Station Sigonella | 0585
CNRE | Fire Extinguisher | BLDG. 0585 | In Service |  | anaf | ABC 6 KG | 2021-12-31 | 2026-12-31 | 2020-12-31 | Naval Air Station Sigonella | 0585
CNRE | Fire Extinguisher | BLDG. 0585 | In Service | # 820869 | anaf | ABC 6 KG | 2021-12-31 | 2026-12-31 | 2020-12-31 | Naval Air Station Sigonella | 0585
CNRE | Fire Extinguisher | BLDG. 0585 | In Service | # 820844 | anaf | ABC 6 KG | 2021-12-31 | 2026-12-31 | 2020-12-31 | Naval Air Station Sigonella | 0585
CNRE | Fire Extinguisher | BLDG. 0585 | In Service | # 820540 | anaf | ABC 6 KG | 2021-12-31 | 2026-12-31 | 2020-12-31 | Naval Air Station Sigonella | 0585
CNRE | Fire Extinguisher | BLDG. 0585 | In Service | # 821547 | anaf | ABC 6 KG | 2021-12-31 | 2026-12-31 | 2020-12-31 | Naval Air Station Sigonella | 0585
CNRE | Fire Extinguisher | BLDG. 0585 | In Service | # 820522 | anaf | ABC 6 KG | 2021-12-31 | 2026-12-31 | 2020-12-31 | Naval Air Station Sigonella | 0585
CNRE | Fire Extinguisher | BLDG. 0585 | In Service | # 820378 | anaf | ABC 6 KG | 2021-12-31 | 2026-12-31 | 2020-12-31 | Naval Air Station Sigonella | 0585
CNRE | Fire Extinguisher | BLDG. 0585 | In Service | # 821696 | anaf | ABC 6 KG | 2021-12-31 | 2026-12-31 | 2020-12-31 | Naval Air Station Sigonella | 0585
CNRE | Fire Extinguisher | BLDG. 0585 | In Service | # 822219 | anaf | ABC 6 KG | 2021-12-31 | 2026-12-31 | 2020-12-31 | Naval Air Station Sigonella | 0585
CNRE | Fire Extinguisher | BLDG. 0585 | In Service | # 820327 | anaf | ABC 6 KG | 2021-12-31 | 2026-12-31 | 2020-12-31 | Naval Air Station Sigonella | 0585
CNRE | Fire Extinguisher | BLDG. 0585 | In Service | # 820846 | anaf | ABC 6 KG | 2021-12-31 | 2026-12-31 | 2020-12-31 | Naval Air Station Sigonella | 0585
CNRE | Fire Extinguisher | BLDG. 0585 | In Service | # 822307 | anaf | ABC 6 KG | 2021-12-31 | 2026-12-31 | 2020-12-31 | Naval Air Station Sigonella | 0585
CNRE | Fire Extinguisher | BLDG. 0585 | In Service | # 820393 | anaf | ABC 6 KG | 2021-12-31 | 2026-12-31 | 2020-12-31 | Naval Air Station Sigonella | 0585
CNRE | Fire Extinguisher | BLDG. 0585 | In Service | # 08613 | anaf | ABC 6 KG | 2023-02-14 | 2027-12-31 | 2021-12-31 | Naval Air Station Sigonella | 0585
CNRE | Fire Extinguisher | BLDG. 0585 | In Service | # 828578 | anaf | ABC 6 KG | 2021-12-31 | 2026-12-31 | 2020-12-31 | Naval Air Station Sigonella | 0585
CNRE | Fire Extinguisher | BLDG. 0585 | In Service | # 828904 | anaf | ABC 6 KG | 2021-12-31 | 2026-12-31 | 2020-12-31 | Naval Air Station Sigonella | 0585
CNRE | Fire Extinguisher | BLDG. 0585 | In Service | # 828628 | anaf | ABC 6 KG | 2021-12-31 | 2026-12-31 | 2020-12-31 | Naval Air Station Sigonella | 0585
CNRE | Fire Extinguisher | BLDG. 0585 | In Service | # 820851 | anaf | ABC 6 KG | 2021-12-31 | 2026-12-31 | 2020-12-31 | Naval Air Station Sigonella | 0585
CNRE | Fire Extinguisher | BLDG. 0585 | In Service | # 820851 | anaf | ABC 6 KG | 2021-12-31 | 2026-12-31 | 2020-12-31 | Naval Air Station Sigonella | 0585
CNRE | Fire Extinguisher | BLDG. 0585 | In Service | # 820851 | anaf | ABC 6 KG | 2021-12-31 | 2026-12-31 | 2020-12-31 | Naval Air Station Sigonella | 0585
CNRE | Fire Extinguisher | BLDG. 0585 | In Service | # 828313 | anaf | ABC 6 KG | 2021-12-31 | 2026-12-31 | 2020-12-31 | Naval Air Station Sigonella | 0585
CNRE | Fire Extinguisher | BLDG. 0585 | In Service | # 828806 | anaf | ABC 6 KG | 2021-12-31 | 2026-12-31 | 2020-12-31 | Naval Air Station Sigonella | 0585
CNRE | Fire Extinguisher | BLDG. 0585 | In Service | # 828431 | anaf | ABC 6 KG | 2021-12-31 | 2026-12-31 | 2020-12-31 | Naval Air Station Sigonella | 0585
CNRE | Fire Extinguisher | BLDG. 0585 | In Service | # 860413 | anaf | ABC 6 KG | 2021-12-31 | 2026-12-31 | 2020-12-31 | Naval Air Station Sigonella | 0585
CNRE | Fire Extinguisher | BLDG. 0585 | In Service | # 860155 | anaf | ABC 6 KG | 2021-12-31 | 2026-12-31 | 2020-12-31 | Naval Air Station Sigonella | 0585
CNRE | Fire Extinguisher | BLDG. 0585 | In Service | # 856467 | anaf | ABC 6 KG | 2021-12-31 | 2026-12-31 | 2020-12-31 | Naval Air Station Sigonella | 0585
CNRE | Fire Extinguisher | BLDG. 0585 | In Service | # 856467 | anaf | ABC 6 KG | 2021-12-31 | 2026-12-31 | 2020-12-31 | Naval Air Station Sigonella | 0585
CNRE | Fire Extinguisher | BLDG. 0543 | In Service | # 448521 | ANAF | ABC | 2019-12-31 | 2025-12-31 | 2019-12-31 | Naval Air Station Sigonella | 0543
CNRE | Fire Extinguisher | BLDG. 0622 | In Service | # 12499 | anaf | ABC | 2021-02-11 | 2025-12-31 | 2019-12-31 | Naval Air Station Sigonella | 0622
CNRE | Fire Extinguisher | BLDG. 0622 | In Service | # 10895 | anaf | ABC | 2021-02-11 | 2025-12-31 | 2019-12-31 | Naval Air Station Sigonella | 0622
CNRE | Fire Extinguisher | BLDG. 0622 | In Service | # 12137 | anaf | ABC | 2021-02-11 | 2025-12-31 | 2019-12-31 | Naval Air Station Sigonella | 0622
CNRE | Fire Extinguisher | BLDG. 0622 | In Service | # 779667 | anaf | ABC | 2021-02-11 | 2026-12-31 | 2020-12-31 | Naval Air Station Sigonella | 0622
CNRE | Fire Extinguisher | BLDG. 0622 | In Service | # 789354 | anaf | ABC | 2021-02-11 | 2026-12-31 | 2020-12-31 | Naval Air Station Sigonella | 0622
CNRE | Fire Extinguisher | BLDG. 0622 | In Service |  | anaf | ABC | 2021-02-11 | 2026-12-31 | 2020-12-31 | Naval Air Station Sigonella | 0622
CNRE | Fire Extinguisher | BLDG. 230A | In Service | # 856422 | anaf | ABC | 2020-01-01 | 2026-01-01 | 2020-01-01 | Naval Air Station Sigonella | 0230
CNRE | Fire Extinguisher | BLDG. 230A | In Service | # 860097 | anaf | ABC | 2020-01-01 | 2026-01-01 | 2020-01-01 | Naval Air Station Sigonella | 0230
CNRE | Fire Extinguisher | BLDG. 230A | In Service | # 856586 | anaf | ABC | 2020-01-01 | 2026-01-01 | 2020-01-01 | Naval Air Station Sigonella | 0230
CNRE | Fire Extinguisher | BLDG. 0619 | In Service | # 789057 | ANAF | ABC | 2021-02-18 | 2026-12-31 | 2020-12-31 | Naval Air Station Sigonella | 0619
CNRE | Fire Extinguisher | BLDG. 0619 | In Service | # 791135 | ANAF | ABC | 2021-02-18 | 2026-12-31 | 2020-12-31 | Naval Air Station Sigonella | 0619
CNRE | Fire Extinguisher | BLDG. 0619 | In Service | # 789297 | ANAF | ABC | 2021-02-18 | 2026-12-31 | 2020-12-31 | Naval Air Station Sigonella | 0619
CNRE | Fire Extinguisher | BLDG. 0619 | In Service | # 789813 | ANAF | ABC | 2021-02-18 | 2026-12-31 | 2020-12-31 | Naval Air Station Sigonella | 0619
CNRE | Fire Extinguisher | BLDG 318 | In Service | # 856470 | ANAF | ABC | 2021-02-19 | 2026-12-31 | 2020-12-31 | Naval Air Station Sigonella | 0318C
CNRE | Fire Extinguisher | BLDG 318 | In Service | # 856400 | ANAF | ABC | 2021-02-19 | 2026-12-31 | 2020-12-31 | Naval Air Station Sigonella | 0318G
CNRE | Fire Extinguisher | BLDG 568 | In Service | # 782753 | anaf | ABC | 2020-01-01 | 2026-01-01 | 2020-01-01 | Naval Air Station Sigonella | 0568C
CNRE | Fire Extinguisher | bldg.568 | In Service | # 791021 | anaf | ABC | 2020-01-01 | 2026-01-01 | 2020-01-01 | Naval Air Station Sigonella | 0568B
CNRE | Fire Extinguisher | BLDG 0758 | In Service | # 788709 | ANAF | ABC | 2021-02-24 | 2026-12-31 | 2020-12-31 | Naval Air Station Sigonella | 0758A
CNRE | Fire Extinguisher | BLDG 0758 | In Service | # 789583 | ANAF | ABC | 2021-02-24 | 2026-12-31 | 2020-12-31 | Naval Air Station Sigonella | 0758A
CNRE | Fire Extinguisher | BLDG 0758A | In Service | # 779089 | ANAF | ABC | 2021-01-20 | 2026-12-31 | 2020-12-31 | Naval Air Station Sigonella | 0758A
CNRE | Fire Extinguisher | BLDG WELL 6 | In Service | # 08750 | abm victoria | ABC | 2021-03-08 | 2027-03-31 | 2021-01-31 | Naval Air Station Sigonella | 0183
CNRE | Fire Extinguisher | BLDG WELL | In Service | # 09009 | abm victoria | ABC | 2021-03-08 | 2027-03-31 | 2021-01-31 | Naval Air Station Sigonella | 0183
CNRE | Fire Extinguisher | Bldg. 0317 | In Service | # 09741 | abm victoria | ABC 4.5 KG | 2021-03-16 | 2027-12-31 | 2021-01-31 | Naval Air Station Sigonella | 0317
CNRE | Fire Extinguisher | BLDG.0438 | In Service | # 08422 | abm victoria | ABC | 2021-03-19 | 2027-12-31 | 2021-01-31 | Naval Air Station Sigonella | 0438
CNRE | Fire Extinguisher | BLDG.0438 | In Service | # 09743 | abm victoria | ABC | 2021-03-19 | 2027-12-31 | 2021-01-31 | Naval Air Station Sigonella | 0438 - AIR CARGO TERMINAL
CNRE | Fire Extinguisher | bldg 0723 | In Service | # 08439 | abm victoria | ABC | 2021-03-30 | 2027-12-31 | 2021-01-31 | Naval Air Station Sigonella | 0723A
CNRE | Fire Extinguisher | bldg 0723 | In Service | # 08454 | abm victoria | ABC | 2021-03-30 | 2027-12-31 | 2021-01-31 | Naval Air Station Sigonella | 0723B
CNRE | Fire Extinguisher | BLDG. 0630 | In Service | # 08423 | abm victoria | ABC | 2021-03-10 | 2027-03-31 | 2021-01-31 | Naval Air Station Sigonella | 0630 | HAZ-mat Locker area
CNRE | Fire Extinguisher | Bldg 2100 | In Service | # 09627 | ANAF | abc | 2021-08-05 | 2027-08-05 | 2021-08-05 | Naval Air Station Sigonella | Niscemi Transmitter Fac
CNRE | Fire Extinguisher | FIRE EXTINGUISHER NO. AX-164606 | In Service | # NO. AX-164606 | AMEREX | B570 | 2021-08-13 | 2027-08-13 | 2021-08-13 | Naval Air Station Sigonella
CNRE | Fire Extinguisher | FIRE EXTINGUISHER NO. AX-164484 | In Service | # AX-164484 | AMEREX | B570 | 2021-08-13 | 2027-08-13 | 2021-08-13 | Naval Air Station Sigonella
CNRE | Fire Extinguisher | FIRE EXTINGUISHER NO. AX-164607 | In Service | # NO. AX-164607 | AMEREX | B570 | 2021-08-13 | 2027-08-13 | 2021-08-13 | Naval Air Station Sigonella
CNRE | Fire Extinguisher | FIRE EXTINGUISHER NO. AX-164605 | In Service | # NO. AX-164605 | AMEREX | B570 | 2021-08-13 | 2027-08-13 | 2021-08-13 | Naval Air Station Sigonella
CNRE | Fire Extinguisher | BLDG. 0630 | In Service | # 25603 | abm victoria | ABC | 2021-03-10 | 2027-03-31 | 2021-01-31 | Naval Air Station Sigonella | 0630 | HAZ-mat Locker area
CNRE | Fire Extinguisher | FIRE EXTINGUISHER - E09198688 | In Service | # E09198688 | KIDDE | Model Pro 20 CD M-4 | 2021-10-21 | 2026-08-18 | 2020-08-18 | Naval Air Station Sigonella
CNRE | Fire Extinguisher | FIRE EXTINGUISHER - E09198692 | In Service | # E09198692 | KIDDE | Model Pro 20 CD M-4 | 2021-10-21 | 2026-08-18 | 2020-08-18 | Naval Air Station Sigonella
CNRE | Fire Extinguisher | FIRE EXTINGUISHER - E09198691 | In Service | # E09198691 | KIDDE | Model Pro 20 CD M-4 | 2021-10-21 | 2026-08-18 | 2020-08-18 | Naval Air Station Sigonella
CNRE | Fire Extinguisher | FIRE EXTINGUISHER - E09198690 | In Service | # E09198690 | KIDDE | Model Pro 20 CD M-4 | 2021-10-21 | 2026-08-18 | 2020-08-18 | Naval Air Station Sigonella
CNRE | Fire Extinguisher | BLDG 0510 | In Service | # 25550 | ABM VITTORIA | abc | 2021-11-22 | 2027-08-31 | 2021-08-31 | Naval Air Station Sigonella | 0510
CNRE | Fire Extinguisher | BLDG 0510 | In Service | # 26457 | ABM VITTORIA | abc | 2021-11-22 | 2027-08-31 | 2021-08-31 | Naval Air Station Sigonella | 0510
CNRE | Fire Extinguisher | BLDG 0510 | In Service | # 25537 | ABM VITTORIA | abc | 2021-11-22 | 2027-08-31 | 2021-08-31 | Naval Air Station Sigonella | 0510
CNRE | Fire Extinguisher | BLDG 0510 | In Service | # 25069 | ABM VITTORIA | abc | 2021-11-22 | 2027-08-31 | 2021-08-31 | Naval Air Station Sigonella | 0510
CNRE | Fire Extinguisher | BLDG 0510 | In Service | # 26081 | ABM VITTORIA | abc | 2021-11-22 | 2027-08-31 | 2021-08-31 | Naval Air Station Sigonella | 0510
CNRE | Fire Extinguisher | BLDG 0510 | In Service | # 25039 | ABM VITTORIA | abc | 2021-11-22 | 2027-08-31 | 2021-08-31 | Naval Air Station Sigonella | 0510
CNRE | Fire Extinguisher | BLDG 0510 | In Service | # 615917 | ABM VITTORIA | abc | 2021-11-22 | 2027-08-31 | 2021-08-31 | Naval Air Station Sigonella | 0510
CNRE | Fire Extinguisher | BLDG 0510 | In Service | # 25536 | ABM VITTORIA | abc | 2021-11-22 | 2027-08-31 | 2021-08-31 | Naval Air Station Sigonella | 0510
CNRE | Fire Extinguisher | BLDG 0510 | In Service | # 26088 | ABM VITTORIA | abc | 2021-11-22 | 2027-08-31 | 2021-08-31 | Naval Air Station Sigonella | 0510
CNRE | Fire Extinguisher | BLDG 0510 | In Service | # 24799 | ABM VITTORIA | abc | 2021-11-22 | 2027-08-31 | 2021-08-31 | Naval Air Station Sigonella | 0510
CNRE | Fire Extinguisher | BLDG 0510 | In Service | # 24720 | ABM VITTORIA | abc | 2021-11-22 | 2027-08-31 | 2021-08-31 | Naval Air Station Sigonella | 0510
CNRE | Fire Extinguisher | BLDG 0510 | In Service | # 254408 | ABM VITTORIA | abc | 2021-11-22 | 2027-08-31 | 2021-08-31 | Naval Air Station Sigonella | 0510
CNRE | Fire Extinguisher | BLDG 0510 | In Service | # 25170 | ABM VITTORIA | abc | 2021-11-22 | 2027-08-31 | 2021-08-31 | Naval Air Station Sigonella | 0510
CNRE | Fire Extinguisher | BLDG 0510 | In Service | # 25851 | ABM VITTORIA | abc | 2021-11-22 | 2027-08-31 | 2021-08-31 | Naval Air Station Sigonella | 0510
CNRE | Fire Extinguisher | BLDG 0510 | In Service | # 24680 | ABM VITTORIA | abc | 2021-11-22 | 2027-08-31 | 2021-08-31 | Naval Air Station Sigonella | 0510
CNRE | Fire Extinguisher | BLDG 0510 | In Service | # 25644 | ABM VITTORIA | abc | 2021-11-22 | 2027-08-31 | 2021-08-31 | Naval Air Station Sigonella | 0510
CNRE | Fire Extinguisher | BLDG 0510 | In Service | # 25526 | ABM VITTORIA | abc | 2021-11-22 | 2027-08-31 | 2021-08-31 | Naval Air Station Sigonella | 0510
CNRE | Fire Extinguisher | BLDG 0510 | In Service | # 25753 | ABM VITTORIA | abc | 2021-11-22 | 2027-08-31 | 2021-08-31 | Naval Air Station Sigonella | 0510
CNRE | Fire Extinguisher | BLDG 0510 | In Service | # 25436 | ABM VITTORIA | abc | 2021-11-22 | 2027-08-31 | 2021-08-31 | Naval Air Station Sigonella | 0510
CNRE | Fire Extinguisher | BLDG 0510 | In Service | # 25604 | ABM VITTORIA | abc | 2021-11-22 | 2027-08-31 | 2021-08-31 | Naval Air Station Sigonella | 0510
CNRE | Fire Extinguisher | BLDG 0758 | In Service | # 09319 | ANAF | ABC | 2021-02-24 | 2027-12-31 | 2021-12-01 | Naval Air Station Sigonella | 0758
CNRE | Fire Extinguisher | Bldg 2100 | In Service | # 09245 | ANAF | abc | 2022-02-17 | 2027-12-31 | 2021-12-01 | Naval Air Station Sigonella | 2100
CNRE | Fire Extinguisher | BLDG.522 | In Service | # 08286 | ABS | ABC | 2022-05-25 | 2027-12-31 | 2021-12-31 | Naval Air Station Sigonella | 0522
CNRE | Fire Extinguisher | BLDG.522 | In Service | # 08685 | ABS | ABC | 2022-05-25 | 2027-12-31 | 2021-12-31 | Naval Air Station Sigonella | 0522
CNRE | Fire Extinguisher | BLDG.522 | In Service | # 08376 | ABS | ABC | 2022-05-25 | 2027-12-31 | 2021-12-31 | Naval Air Station Sigonella | 0522
CNRE | Fire Extinguisher | BLDG.522 | In Service | # 08295 | ABS | ABC | 2022-05-25 | 2027-12-31 | 2021-12-31 | Naval Air Station Sigonella | 0522
CNRE | Fire Extinguisher | BLDG.633 | In Service | # 08257 |  | abc | 2022-07-19 | 2027-03-31 | 2021-03-31 | Naval Air Station Sigonella | 0633
CNRE | Fire Extinguisher | BLDG 633 | In Service | # 08767 | abm | abc | 2022-07-19 | 2027-03-31 | 2021-03-31 | Naval Air Station Sigonella | 0633
CNRE | Fire Extinguisher | BLDG 568 | In Service | # 08790 | anaf | ABC | 2021-08-22 | 2027-01-31 | 2021-06-30 | Naval Air Station Sigonella | 0568C
CNRE | Fire Extinguisher | BLDG 0758 | In Service | # 023866 | ANAF | ABC | 2021-02-24 | 2026-12-31 | 2020-12-31 | Naval Air Station Sigonella | 0758
CNRE | Fire Extinguisher | BLDG. 0320 | In Service | # 023839 | ANAF | ABC | 2023-12-06 | 2027-11-01 | 2021-11-01 | Naval Air Station Sigonella | 0320
CNRE | Fire Extinguisher | BLDG. 0320 | In Service | # 023841 | ANAF | ABC | 2023-12-06 | 2027-11-01 | 2021-11-01 | Naval Air Station Sigonella | 0320
CNRE | Fire Extinguisher | BLDG. 0320 | In Service | # 023835 | ANAF | ABC | 2023-12-06 | 2027-11-01 | 2021-11-01 | Naval Air Station Sigonella | 0320
CNRE | Fire Extinguisher | BLDG. 0720 | In Service | # 587394 | abm victoria | ABC | 2024-09-19 | 2030-09-19 | 2024-05-01 | Naval Air Station Sigonella | 0720 | mechanical room
CNRE | Fire Extinguisher | BLDG. 0720 | In Service | # 587389 | abm victoria | ABC | 2024-09-20 | 2030-09-19 | 2024-05-01 | Naval Air Station Sigonella | 0720 | mechanical room
CNRE | Fire Extinguisher | BLDG. 0158 | In Service | # 587240 |  | ABC | 2024-09-18 | 2030-12-31 | 2024-08-01 | Naval Air Station Sigonella | 0158
CNRE | Fire Extinguisher | BLDG. 0158 | In Service | # 587534 |  | ABC | 2024-09-18 | 2030-12-31 | 2024-08-01 | Naval Air Station Sigonella | 0158
CNRE | Fire Extinguisher | BLDG. 3873 | In Service | # 86411 |  | ABC | 2024-05-14 | 2025-12-31 | 2019-01-15 | Naval Air Station Sigonella | 3873
CNRE | Fire Extinguisher | BLDG. 3873 | In Service | # 81667 |  | ABC | 2024-05-14 | 2025-12-31 | 2019-01-15 | Naval Air Station Sigonella | 3873
CNRE | Fire Extinguisher | BLDG. 3873 | In Service | # 43504 |  | ABC | 2024-05-14 | 2025-12-31 | 2019-01-15 | Naval Air Station Sigonella | 3873
CNRE | Fire Extinguisher | BLDG. 3873 | In Service | # 43453 |  | ABC | 2024-05-14 | 2025-12-31 | 2019-01-15 | Naval Air Station Sigonella | 3873
CNRE | Fire Extinguisher | BLDG. 3873 | In Service | # 84692 |  | ABC | 2024-05-14 | 2025-12-31 | 2019-01-15 | Naval Air Station Sigonella | 3873
CNRE | Fire Extinguisher | BLDG. 3873 | In Service | # 84658 |  | ABC | 2024-05-14 | 2025-12-31 | 2019-01-15 | Naval Air Station Sigonella | 3873
CNRE | Fire Extinguisher | BLDG. 3873 | In Service | # 84780 |  | ABC | 2024-05-14 | 2025-12-31 | 2019-01-15 | Naval Air Station Sigonella | 3873
CNRE | Fire Extinguisher | BLDG. 3873 | In Service | # 84132 |  | ABC | 2024-05-14 | 2025-12-31 | 2019-01-15 | Naval Air Station Sigonella | 3873
CNRE | Fire Extinguisher | BLDG. 3873 | In Service | # 43526 |  | ABC | 2024-05-14 | 2025-12-31 | 2019-01-15 | Naval Air Station Sigonella | 3873
CNRE | Fire Extinguisher | BLDG. 3873 | In Service | # 43464 |  | ABC | 2024-05-14 | 2025-12-31 | 2019-01-15 | Naval Air Station Sigonella | 3873
CNRE | Fire Extinguisher | BLDG. 3873 | In Service | # 43521 |  | ABC | 2024-05-14 | 2025-12-31 | 2019-01-15 | Naval Air Station Sigonella | 3873
CNRE | Fire Extinguisher | BLDG. 3873 | In Service | # 43546 |  | ABC | 2024-05-14 | 2025-12-31 | 2019-01-15 | Naval Air Station Sigonella | 3873
CNRE | Fire Extinguisher | BLDG. 3873 | In Service | # 43360 |  | ABC | 2024-05-14 | 2025-12-31 | 2019-01-15 | Naval Air Station Sigonella | 3873
CNRE | Fire Extinguisher | BLDG. 3873 | In Service | # 81687 |  | ABC | 2024-05-14 | 2025-12-31 | 2019-01-15 | Naval Air Station Sigonella | 3873
CNRE | Fire Extinguisher | BLDG. 3873 | In Service | # 84627 |  | ABC | 2024-05-14 | 2025-12-31 | 2019-01-15 | Naval Air Station Sigonella | 3873
CNRE | Fire Extinguisher | BLDG. 408 | In Service | # 2281 | EMME | ABC | 2022-05-10 | 2028-12-31 | 2022-01-03 | Naval Air Station Sigonella | 0408 | NEAR RM.236
CNRE | Fire Extinguisher | BLDG. 408 | In Service | # 2787 | EMME | ABC | 2022-05-10 | 2028-12-31 | 2022-01-03 | Naval Air Station Sigonella | 0408 | NEAR RM.214
CNRE | Fire Extinguisher | BLDG. 408 | In Service | # 2667 | EMME | ABC | 2022-05-10 | 2028-12-31 | 2022-01-03 | Naval Air Station Sigonella | 0408 | NEAR RM. 219
CNRE | Fire Extinguisher | BLDG. 408 | In Service | # 2617 | EMME | ABC | 2022-05-10 | 2028-12-31 | 2022-01-03 | Naval Air Station Sigonella | 0408 | NEAR RM. 117
CNRE | Fire Extinguisher | BLDG. 408 | In Service | # 2294 | EMME | ABC | 2022-05-10 | 2028-12-31 | 2022-01-03 | Naval Air Station Sigonella | 0408 | NEAR RM. 113
CNRE | Fire Extinguisher | BLDG. 408 | In Service | # 2328 | EMME | ABC | 2022-05-10 | 2028-12-31 | 2022-01-03 | Naval Air Station Sigonella | 0408 | NEAR RM. 136
CNRE | Fire Extinguisher | BLDG. 408 | In Service | # 2703 | EMME | ABC | 2022-05-10 | 2028-12-31 | 2022-01-03 | Naval Air Station Sigonella | 0408 | HANGAR BAY # 1
CNRE | Fire Extinguisher | BLDG. 408 | In Service | # 571 | EMME | ABC | 2022-05-10 | 2028-12-31 | 2022-01-03 | Naval Air Station Sigonella | 0408 | HANGAR BAY # 2
CNRE | Fire Extinguisher | BLDG. 408 | In Service | # 2410 | EMME | ABC | 2022-05-10 | 2028-12-31 | 2022-01-03 | Naval Air Station Sigonella | 0408 | HANGAR BAY # 3
CNRE | Fire Extinguisher | BLDG. 408 | In Service | # 1191 | EMME | ABC | 2022-05-10 | 2028-12-31 | 2022-01-03 | Naval Air Station Sigonella | 0408 | HANGAR BAY # 4
CNRE | Fire Extinguisher | BLDG. 408 | In Service | # 1174 | EMME | ABC | 2022-05-10 | 2028-12-31 | 2022-01-03 | Naval Air Station Sigonella | 0408 | HANGAR BAY # 5
CNRE | Fire Extinguisher | BLDG. 408 | In Service | # 2392 | EMME | ABC | 2022-05-10 | 2028-12-31 | 2022-01-03 | Naval Air Station Sigonella | 0408 | HANGAR BAY # 6
CNRE | Fire Extinguisher | BLDG. 408 | In Service | # 881 | EMME | ABC | 2022-05-10 | 2028-12-31 | 2022-01-03 | Naval Air Station Sigonella | 0408 | HANGAR BAY # 7
CNRE | Fire Extinguisher | BLDG. 408 | In Service | # 2396 | EMME | ABC | 2022-05-10 | 2028-12-31 | 2022-01-03 | Naval Air Station Sigonella | 0408 | HANGAR BAY # 8
CNRE | Fire Extinguisher | bldg.413 | In Service | # 587519 | EMME | abc | 2024-10-02 | 2030-12-31 | 2024-08-01 | Naval Air Station Sigonella | 0413
CNRE | Fire Extinguisher | BLDG 568 | In Service | # 193783 | EMME | ABC | 2024-05-14 | 2030-12-31 | 2024-01-01 | Naval Air Station Sigonella | 0568A
CNRE | Fire Extinguisher | BLDG 568 | In Service | # 194758 | EMME | ABC | 2024-05-14 | 2030-12-31 | 2024-01-01 | Naval Air Station Sigonella | 0568A
Funding Activity | Bldg / Facility | Bldg / Faciliy Description | Location | Tracking Category |  |  |  | Qty
Global Hawk | 413 | Global Hawk Hanger | NAS II | Fire Extinguishers |  |  |  | 8
Global Hawk | 510 | Global Hawk Hanger | NAS II | Fire Extinguishers |  |  |  | 21
Global Hawk | 3873 | SATCOM | NAS II | Fire Extinguishers |  |  |  | 16
NOTE: to the above fire extinguishers list, other #88 (9kg, ABC type) will be added. These fire extinguishers will be installed by PWD in the Substations and Switch-Stations on NAS-1, NAS-2, Weapons, Marinai (just #1) and Niscemi. Once installed, further info will be included

## 3.6.16 LIFT STATIONS
ATTACHMENT J-1502000-07
LIFT STATIONS DESCRIPTION
FUNDING ACTIVITY | SITE | BLDG NO | QTY | REMARKS | FREQUENCY
GLOBAL HAWKS | NAS II | 3873 | 3 | Pumps Electrical panel; Inside pump station basin; Black flow drain; Galvanized steel greed | 1 per year