## SUMMARY
SUMMARY
NOTE 1: The 5th Option shall include a continuation of services for all inventory covered by this contract for a six month period and shall be priced for six months similar to the Base and the previous Options to cover the scheduled work . The Contractor shall continue to provide maintenance and/or services according to the Contractor’s schedule for the inventory equipment requiring those services in the six month period. The Government’s requirement under the 5th Option period is not for the Contractor to perform 12 months’ worth of the contracted services on 100% of the inventory equipment within a 6 month period of time.
Period | Recurring | Nonrecurring
BASE
OPTION 1
OPTION 2
OPTION 3
OPTION 4
OPTION 5
Totals
Total Aggregated
FUNDED BY
Base Year | Recurring |  | 1ST OP | Recurring
Regional Norfolk |  |  | Regional Norfolk
Regional Norfolk Off Base |  |  | Regional Norfolk Off Base
CMIO |  |  | CMIO
Defense Courier |  |  | Defense Courier
MADCEN |  |  | MADCEN
DDC,DDNV(DLA) |  |  | DDC,DDNV(DLA)
DRMS |  |  | DRMS
UWDC |  |  | UWDC
FLC |  |  | FLC
NSSA |  |  | NSSA
MARFORLANT |  |  | MARFORLANT
NSWCCD |  |  | NSWCCD
NAVAUDSVC |  |  | NAVAUDSVC
CHNFO |  |  | CHNFO
FRCMA VRT |  |  | FRCMA VRT
NELODET |  |  | NELODET
NOSSA |  |  | NOSSA
NAVFAC MIDLANT PW |  |  | NAVFAC MIDLANT PW
NSWCDL |  |  | NSWCDL
NEPMU2 |  |  | NEPMU2
NIWC |  |  | NIWC
MSC |  |  | MSC
DAU |  |  | DAU
NAWCAD |  |  | NAWCAD
NAVSEA |  |  | NAVSEA
HOUSING OFF BASE |  |  | HOUSING OFF BASE
UNACCOMP HOUSING |  |  | UNACCOMP HOUSING
NCIS |  |  | NCIS
NMOTC |  |  | NMOTC
SWOS |  |  | SWOS
NSWC CARDEROCK |  |  | NSWC CARDEROCK
DLA |  |  | DLA
NSWC PH |  |  | NSWC PH
TOTAL |  |  | TOTAL
2ND OP | Recurring |  | 3RD OP | Recurring
Regional Norfolk |  |  | Regional Norfolk
Regional Norfolk Off Base |  |  | Regional Norfolk Off Base
CMIO |  |  | CMIO
Defense Courier |  |  | Defense Courier
MADCEN |  |  | MADCEN
DDC,DDNV(DLA) |  |  | DDC,DDNV(DLA)
DRMS |  |  | DRMS
UWDC |  |  | UWDC
FLC |  |  | FLC
NSSA |  |  | NSSA
MARFORLANT |  |  | MARFORLANT
NSWCCD |  |  | NSWCCD
NAVAUDSVC |  |  | NAVAUDSVC
CHNFO |  |  | CHNFO
FRCMA VRT |  |  | FRCMA VRT
NELODET |  |  | NELODET
NOSSA |  |  | NOSSA
NAVFAC MIDLANT PW |  |  | NAVFAC MIDLANT PW
NSWCDL |  |  | NSWCDL
NEPMU2 |  |  | NEPMU2
NIWC |  |  | NIWC
MSC |  |  | MSC
DAU |  |  | DAU
NAWCAD |  |  | NAWCAD
NAVSEA |  |  | NAVSEA
HOUSING OFF BASE |  |  | HOUSING OFF BASE
UNACCOMP HOUSING |  |  | UNACCOMP HOUSING
NCIS |  |  | NCIS
NMOTC |  |  | NMOTC
SWOS |  |  | SWOS
NSWC CARDEROCK |  |  | NSWC CARDEROCK
DLA |  |  | DLA
NSWC PH |  |  | NSWC PH
TOTAL |  |  | TOTAL
4TH OP | Recurring |  | 5TH OP (6 MONTHS) | Recurring
Regional Norfolk |  |  | Regional Norfolk
Regional Norfolk Off Base |  |  | Regional Norfolk Off Base
CMIO |  |  | CMIO
Defense Courier |  |  | Defense Courier
MADCEN |  |  | MADCEN
DDC,DDNV(DLA) |  |  | DDC,DDNV(DLA)
DRMS |  |  | DRMS
UWDC |  |  | UWDC
FLC |  |  | FLC
NSSA |  |  | NSSA
MARFORLANT |  |  | MARFORLANT
NSWCCD |  |  | NSWCCD
NAVAUDSVC |  |  | NAVAUDSVC
CHNFO |  |  | CHNFO
FRCMA VRT |  |  | FRCMA VRT
NELODET |  |  | NELODET
NOSSA |  |  | NOSSA
NAVFAC MIDLANT PW |  |  | NAVFAC MIDLANT PW
NSWCDL |  |  | NSWCDL
NEPMU2 |  |  | NEPMU2
NIWC |  |  | NIWC
MSC |  |  | MSC
DAU |  |  | DAU
NAWCAD |  |  | NAWCAD
NAVSEA |  |  | NAVSEA
HOUSING OFF BASE |  |  | HOUSING OFF BASE
UNACCOMP HOUSING |  |  | UNACCOMP HOUSING
NCIS |  |  | NCIS
NMOTC |  |  | NMOTC
SWOS |  |  | SWOS
NSWC CARDEROCK |  |  | NSWC CARDEROCK
DLA |  |  | DLA
NSWC PH |  |  | NSWC PH
TOTAL |  |  | TOTAL

## Recurring Base Period
ATTACHMENT J-0200000-09
EXHIBIT LINE ITEM NUMBERS
SOLICITATION/CONTRACT N40085-26-R-0065
EXHIBIT A
Line Item 0001 Recurring Work Price - Base Period
PROVIDE PRICES TO PERFORM CUSTODIAL SERVICES - RECURRING WORK - IN ACCORDANCE WITH SECTION C, SPEC ITEM 3
ELINs A001 through A033
ELIN / Sub ELIN | Description | Quantity | Unit of Issue | Unit Price | Total
A001 | Regional Norfolk
A001AA | Prestige Area Service | 12 | MO
A001AB | Standard Service | 12 | MO
A001AC | Standard Service (7 W) | 12 | MO
A001AD | Service Class B | 12 | MO
A001AE | Mandated Servicws for Child Youth Program Facilities | 12 | MO
A001AF | Mandated Servicws for Child Youth Program Facilities (7W) | 12 | MO
A001AG | Reserved for Future Use
A001AH | Reserved for Future Use
A002 | Regional Norfolk Off Base
A002AA | Prestige Area Service | 12 | MO
A002AB | Standard Service | 12 | MO
A002AC | Standard Service (7 W) | 12 | MO
A002AD | Service Class C | 12 | MO
A002AE | Mandated Servicws for Child Youth Program Facilities | 12 | MO
A002AF | Reserved for Future Use
A002AG | Reserved for Future Use
A003 | CMIO
A003AA | Standard Service | 12 | MO
A003AB | Reserved for Future Use
A003AC | Reserved for Future Use
A004 | Defense Courier
A004AA | Standard Service | 12 | MO
A004AB | Reserved for Future Use
A004AC | Reserved for Future Use
A005 | MEDCEN
A005AA | Standard Service | 12 | MO
A005AB | Reserved for Future Use
A005AC | Reserved for Future Use
A006 | DDC,DDNV(DLA)
A006AA | Standard Service | 12 | MO
A006AB | Service Class B | 12 | MO
A006AC | Reserved for Future Use
A006AD | Reserved for Future Use
A007 | DRMS
A007AA | Standard Service | 12 | MO
A007AB | Reserved for Future Use
A007AC | Reserved for Future Use
A008 | UWDC
A008AA | Standard Service | 12 | MO
A008AB | Reserved for Future Use
A008AC | Reserved for Future Use
A009 | FLC
A009AA | Standard Service | 12 | MO
A009AB | Reserved for Future Use
A009AC | Reserved for Future Use
A010 | NSSA
A010AA | Standard Service | 12 | MO
A010AB | Reserved for Future Use
A010AC | Reserved for Future Use
A011 | MARFORLANT
A011AA | Standard Service | 12 | MO
A011AB | Service Class B | 12 | MO
A011AC | Reserved for Future Use
A011AD | Reserved for Future Use
A012 | NSWCCD
A012AA | Standard Service | 12 | MO
A012AB | Reserved for Future Use
A012AC | Reserved for Future Use
A013 | NAVAUDSVC
A013AA | Standard Service | 12 | MO
A013AB | Reserved for Future Use
A013AC | Reserved for Future Use
A014 | CHNFO
A014AA | Standard Service | 12 | MO
A014AB | Reserved for Future Use
A014AC | Reserved for Future Use
A015 | FRCMA VRT
A015AA | Standard Service | 12 | MO
A015AB | Reserved for Future Use
A015AC | Reserved for Future Use
A016 | NELODET
A016AA | Standard Service | 12 | MO
A016AB | Reserved for Future Use
A016AC | Reserved for Future Use
A017 | NOSSA
A017AA | Standard Service | 12 | MO
A017AB | Reserved for Future Use
A017AC | Reserved for Future Use
A018 | NAVFAC MIDLANT PW
A018AA | Standard Service | 12 | MO
A018AB | Reserved for Future Use
A018AC | Reserved for Future Use
A019 | NSWCDL
A019AA | Standard Service | 12 | MO
A019AB | Reserved for Future Use
A019AC | Reserved for Future Use
A020 | NEPMU2
A020AA | Standard Service | 12 | MO
A020AB | Reserved for Future Use
A020AC | Reserved for Future Use
A021 | NIWC
A021AA | Standard Service | 12 | MO
A021AB | Reserved for Future Use
A021AC | Reserved for Future Use
A022 | MSC
A022AA | Prestige Area Service | 12 | MO
A022AB | Standard Service | 12 | MO
A022AC | Service Class B | 12 | MO
A022AD | Reserved for Future Use
A022AE | Reserved for Future Use
A023 | DAU
A023AA | Standard Service | 12 | MO
A023AB | Reserved for Future Use
A023AC | Reserved for Future Use
A024 | NAWCAD
A024AA | Standard Service | 12 | MO
A024AB | Reserved for Future Use
A024AC | Reserved for Future Use
A025 | NAVSEA
A025AA | Standard Service | 12 | MO
A025AB | Reserved for Future Use
A025AC | Reserved for Future Use
A026 | HOUSINF OFF BASE
A026AA | Standard Service | 12 | MO
A026AB | Reserved for Future Use
A026AC | Reserved for Future Use
A027 | UNACCOMP HOUSING
A027AA | Standard Service | 12 | MO
A027AB | Standard Service (7 W) | 12 | MO
A027AC | Reserved for Future Use
A027AD | Reserved for Future Use
A028 | NCIS
A028AA | Standard Service | 12 | MO
A028AB | Reserved for Future Use
A028AC | Reserved for Future Use
A029 | NMOTC
A029AA | Standard Service | 12 | MO
A029AB | Reserved for Future Use
A029AC | Reserved for Future Use
A030 | SWOS
A030AA | Prestige Area Service | 12 | MO
A030AB | Reserved for Future Use
A030AC | Reserved for Future Use
A031 | NSWC CARDEROCK
A031AA | Standard Service | 12 | MO
A031AB | Reserved for Future Use
A031AC | Reserved for Future Use
A032 | DLA info
A032AA | Standard Service | 12 | MO
A032AB | Reserved for Future Use
A032AC | Reserved for Future Use
A033 | NSWC PH
A033AA | Standard Service | 12 | MO
A033AB | Reserved for Future Use
A033AC | Reserved for Future Use
TOTAL RECURRING WORK
SECTION J
EXHIBIT A
Unit Price Per Linear Foot to Provide Red Wood or Cedar Fence Including Dog Ear Fence Boards, Posts, Rails, Braces and all Hardware.
Fence Board Height of 6'
Unit Price Per Linear Foot to Provide Reconditioning and Maintenance Service for Barbwire Fence.
Unit Price Per Linear Foot to Provide Red Wood or Cedar Fence Including Dog Ear Fence Boards, Posts, Rails, Braces and all Hardware.
Fence Board Height of 6'
Unit Price Per Linear Foot to Provide Reconditioning and Maintenance Service for Ornamental Steel Fence.
Unit Price Per Linear Foot to Provide Red Wood or Cedar Fence Including Dog Ear Fence Boards, Posts, Rails, Braces and all Hardware.
Fence Board Height of 6'
Unit Price Per Linear Foot to Provide Reconditioning and Maintenance Service for Wood Fence.
PROVIDE A UNIT PRICE FOR THE REMOVAL AND DISPOSAL OF FENCE COMPLETE, FENCE POSTS, BARBWIRE, BARBED TAPE.
IN ACCORDANCE WITH SECTION C, C.10.1.l
ELIN A001EW through A001FI
Unit Price Per Linear Foot to Provide Red Wood or Cedar Fence Including Dog Ear Fence Boards, Posts, Rails, Braces and all Hardware.
Fence Board Height of 6'
Unit Price Per Linear Foot to Provide Removal Service for Chain link Fence.
Including Fabric, Posts, Gates, Rails, Tension Wire, Barbwire/Barbed Tape.
Unit Price Per Linear Foot to Provide Red Wood or Cedar Fence Including Dog Ear Fence Boards, Posts, Rails, Braces and all Hardware.
Fence Board Height of 6'
Unit Price Per Linear Foot to Provide Removal Service for Chain link Fence Gates including tracks (not posts).
Unit Price Per Linear Foot to Provide Red Wood or Cedar Fence Including Dog Ear Fence Boards, Posts, Rails, Braces and all Hardware.
Fence Board Height of 6'
Unit Price Per Linear Foot to Provide Removal Service for Ornamental Steel Fence. Including Posts and Gates
Unit Price Per Linear Foot to Provide Red Wood or Cedar Fence Including Dog Ear Fence Boards, Posts, Rails, Braces and all Hardware.
Fence Board Height of 6'
Unit Price Per Linear Foot to Provide Removal Service for Wood Fence. Including Posts and Gates.
Unit Price Per Linear Foot to Provide Red Wood or Cedar Fence Including Dog Ear Fence Boards, Posts, Rails, Braces and all Hardware.
Fence Board Height of 6'
Unit Price Per Linear Foot to Provide Removal Service for Barbwire Fence. Including Posts and all wire.
Unit Price Per Linear Foot to Provide Red Wood or Cedar Fence Including Dog Ear Fence Boards, Posts, Rails, Braces and all Hardware.
Fence Board Height of 6'
Unit Price Each to Provide Removal Service for Fence Posts. Including Posts Footing with Braces and Supports as Required.
Unit Price Per Linear Foot to Provide Red Wood or Cedar Fence Including Dog Ear Fence Boards, Posts, Rails, Braces and all Hardware.
Fence Board Height of 6'
Unit Price Each to Provide Removal Service for Fence Posts. Post Cut-off Flush.
Unit Price Per Linear Foot to Provide Red Wood or Cedar Fence Including Dog Ear Fence Boards, Posts, Rails, Braces and all Hardware.
Fence Board Height of 6'
Unit Price Each to Provide Removal Service for Fence Posts. Driven Post.
Unit Price Per Linear Foot to Provide Red Wood or Cedar Fence Including Dog Ear Fence Boards, Posts, Rails, Braces and all Hardware.
Fence Board Height of 6'
Unit Price Each to Provide Removal Service for Fence Posts. Including Posts Footing with Braces and Supports as Required.
Posts Set in Concrete/Asphalt.
Unit Price Per Linear Foot to Provide Red Wood or Cedar Fence Including Dog Ear Fence Boards, Posts, Rails, Braces and all Hardware.
Fence Board Height of 6'
Unit Price Per Square Foot to Patch and Refinish Concrete or Asphalt Surface.
Surface Depth to Match Surrounding.
Unit Price Each to Remove and Dispose of or Save and Store (for reuse) Barbwire Single Arm Support.
Unit Price Each to remove and Dispose of or Save and Store (for reuse) Barbwire Double (V) Arm Support.
Lump Sum Price for the recycling of removed materials. Based on a Percentage Added to Removal Item Ordered
SECTION J
EXHIBIT A
Lump Sum Price for the Recycling of Removed Materials. Based on a Percentage Added to Removal Item Ordered, ELIN A001EK to A001EW. Figured on a Quantity of 1,000. The Quantity Provided is for Establishing the Percentage Rate Only.
PROVIDE A UNIT PRICE TO PERFORM EXPEDITED SERVICES.
IN ACCORDANCE WITH SECTION C, C.10.2
ELIN A001FJ
Lump Sum Price for Expedited Maintenance and Repair Services. Based on a Percentage Added to Task Order Total. Figured on a Quantity of 1,000. The Quantity Provided is for Establishing the Percentage Rate Only.
SECTION J
EXHIBIT A
SECTION J
EXHIBIT A
PROVIDE A UNIT PRICE FOR THE RENTAL OF TEMPORARY CHAIN LINK FENCE.
IN ACCORDANCE WITH SECTION C, C.10.3
ELIN A001FK THROUGH A001FP
Unit Price Per Linear Foot to Provide Red Wood or Cedar Fence Including Dog Ear Fence Boards, Posts, Rails, Braces and all Hardware.
Fence Board Height of 6'
Unit Price Per Linear Foot to Provide Temporary Chain link Fence.
6' Fence Height
Driven Posts
Unit Price Per Linear Foot to Provide Red Wood or Cedar Fence Including Dog Ear Fence Boards, Posts, Rails, Braces and all Hardware.
Fence Board Height of 6'
Unit Price Per Linear Foot to Provide Temporary Chain link Fence.
12' Panel, 6' Height
Driven Posts
Unit Price Per Linear Foot to Provide Red Wood or Cedar Fence Including Dog Ear Fence Boards, Posts, Rails, Braces and all Hardware.
Fence Board Height of 6'
Unit Price Per Linear Foot to Provide Temporary Chain link Fence.
12' Panel, 6' Height, Free-Standing
Unit Price Per Linear Foot to Provide Red Wood or Cedar Fence Including Dog Ear Fence Boards, Posts, Rails, Braces and all Hardware.
Fence Board Height of 6'
Unit Price Per Linear Foot to Provide Red Wood or Cedar Fence Including Dog Ear Fence Boards, Posts, Rails, Braces and all Hardware.
Fence Board Height of 6'
Unit Price Per Linear Foot to Provide Temporary Chain link Fence.
Driven Posts
With Barbwire, 7' Fence Height
Unit Price Per Linear Foot to Provide Red Wood or Cedar Fence Including Dog Ear Fence Boards, Posts, Rails, Braces and all Hardware.
Fence Board Height of 6'
Unit Price Per Linear Foot to Provide Temporary Chain link Fence.
12' Panel, With Barbwire, 7' Height
Driven Posts
Unit Price Per Linear Foot to Provide Red Wood or Cedar Fence Including Dog Ear Fence Boards, Posts, Rails, Braces and all Hardware.
Fence Board Height of 6'
Unit Price Per Linear Foot to Provide Temporary Chain link Fence.
12' Panel, With Barbwire, 7' Height,
Free-Standing

## Non-Recurring Base Period
ATTACHMENT J-0200000-09
EXHIBIT LINE ITEM NUMBERS
SOLICITATION/CONTRACT N40085-26-R-0065
EXHIBIT A
Line Item 0002 Non-Recurring Work - Base Period
PROVIDE PRICES FOR CUSTODIAL SERVICES - NON-RECURRING WORK - IN ACCORDANCE WITH SECTION C, SPEC ITEM 4
ELINs A700 through A734
ELIN | Product Name (120 Characters) | Description Extended | Estimated Quantity | Unit of Issue | Unit Price | Extended Price
A700 | VACUUM CARPETS / RUGS | The Contractor vacuums carpeted areas, rugs, and walk-off mats until they are free of all loose soil, debris, lint, dust, dirt, grit, ashes, staples, paper clips, and other foreign matter. If walk off mats are present on a carpeted floor, remove mat, vacuum where it was laying, replace mat to original location and vacuum the mat. Work shall be completed within three calendar days after receipt of order. | 100000 | SF
A701 | SWEEP / DUST MOP FLOORS | The Contractor sweeps and dust mops so as to present a clean orderly soil free appearance with no loose dirt, hardened dirt, dust, smears, streaks, paper, trash, or other debris. Work shall be completed within three calendar days after receipt of order. | 100000 | SF
A702 | STRIPPING / REWAXING | The Contractor sweeps or dust mops and strips resilient flooring to remove all built-up wax and imbedded dirt prior to rewaxing. After application of wax, the Contractor buffs floors or floor areas (if required) sufficiently for maximum gloss and uniform sheen from wall to wall, including corners. The Contractor ensures that the re-waxed floor presents a clean appearance free from scuff marks or dirt smears. Work shall be completed within four calendar days after receipt of order. | 40000 | SF
A703 | DAMP / WET MOPPING | The Contractor wet mops uncarpeted areas with approved cleaning solutions. The detergent cleaner must adhere to environmental and natural resource conservation requirements. Floors must be damp mopped to present a uniform appearance free of streaks, swirl marks, detergent residue or evidence of soils stain, film, debris, standing water, or mop strands. Work shall be completed within four calendar days after receipt of order. | 30000 | SF
A704 | FLOOR FINISH | The Contractor sweeps, or just mops floors, then wet mops the same area, and after drying applies floor finish for equal and complete distribution throughout the entire floor area. A uniform gloss without swirles or debris is expected. Work shall be completed within three calendar days after receipt of order. | 30000 | SF
A705 | SPRAY BUFFING | The Contractor sweeps, dust mops, wet mops, sprays area with a buffing solution, buffs the floor area to a uniform floss leaving a equal and complete distribution throughout the entire floor area. Work shall be completed within three calendar days after receipt of order. | 30000 | SF
A706 | CARPET / RUG SHAMPOO | Prior to shampooing by the water extraction method, the Contractor vacuums rugs and carpets free o f all loose soil and debris. The Contractor shampoos carpets and rugs free of streaks, spots, and stains, and restores the carpet or rug to a bright uniform color. After the carpet or rug dries, the Contractor returns furniture or other equipment to their original positions. Work shall be completed within four calendar days after receipt of order. | 200000 | SF
A707 | ROOM CLEANING | The Contractor cleans all parts of the room surface up to a maximum height or 10 feet. Wood surfaces are to be polished, upholstered furniture will be vacuumed, both sides of doors are included. Marker board, chalkboards, chalk trays, and erasers, all interior glass, plexiglass, glass lights located in walls, glass doors, glass wall, glass partitions, etc. will be cleaned. Work shall be completed within four calendar days after receipt of order. | 60000 | SF
A708 | REST ROOM CLEANING | The Contractor cleans rest rooms so that everything within the room is free from soil, stains, and odors. The appearance is clean, polished, and sanitary. Work shall be completed within two calendar days after receipt of order. | 100000 | SF
A709 | REST ROOMS SERVICE | The Contractor shall fill dispensers and holders with rest room supplies to their maximum capacity. Hand soaps shall be antibacterial, and rubber mat urinal screens shall be dated. The Contracting Officer will be notified if holder, or dispensers are damaged. Work shall be completed within two calendar days after receipt of order. | 100000 | SF
A710 | CLEANING LIGHT FIXTURES | Globes, reflectors, covers, diffusers, and plastic side panels shall be removed and washed. After cleaning and reassembling, light fixtures shall be free of bugs, dirt, dust, streaks, grease, and other foreign matter. Work shall be completed within three calendar days after receipt of order. | 1000 | SF
A711 | HIGH DUSTING/ CLEANING | The Contractor removes all dust, lint, litter, from vertical and horizontal surfaces above 10'-0" from floor level, including overhead piping. Light fixtures, and ceiling areas. Contractor ensures walls are free of bugs, cobwebs, and loose dirt. Work shall be completed within three calendar days after receipt of order. | 100000 | SF
A712 | TRASH REMOVAL - INTERIOR | The Contractor empties all trash from receptacles, boxes, cartons within offices and corridors, ect. which are properly marked "trash" and dumps the trash in the closest empty dumpster. Clear plastic liners will be installed on each receptacle. Work shall be completed within three calendar days after receipt of order. | 150000 | SF
A713 | TRASH REMOVAL - EXTERIOR | The Contractor empties all trash from exterior containers up to 55 gallon, and picks-up loose trash within 10 foot around each container. Dump the trash in the closest empty dumpster Work shall be completed within three calendar days after receipt of order. | 2000 | EA
A714 | CLEAN DRINKING FOUNTAIN | The Contractor cleans fountain tops, spouts, plumbing, hardware, and cabinet sides with a disinfectant approved for drinking fountains. Drinking fountains shall present a clean appearance free of soil, markings, stains, streaks, and watermarks. Work shall be completed within three calendar days after receipt of order. | 1000 | EA
A715 | INTERIOR GLASS CLEANING | The Contractor thoroughly cleans all interior glass surfaces, window frames, sills, and sashes. The Contractor removes all adjacent surfaces wiped dry. The Contractor removes all paint, putty, film, and foreign matter found on glass surfaces. Work shall be completed within three calendar days after receipt of order. | 150000 | SF
A716 | EXTERIOR GLASS CLEANING | The Contractor thoroughly cleans all exterior glass surfaces, window frames, sills, and sashes, from the ground line up to and including the second floor to be free of streaks and stains, and wiped dry. The Contractor removes all paint, putty, film, and foreign matter found on glass surfaces. Where storm windows exist, the contractor cleans both sides of the storm window and the outside of the inner glass. Work shall be completed within three calendar days after receipt of order. | 150000 | SF
A717 | CLEANING WINDOW BLINDS | The Contractor removes and cleans window blinds free of all dust and embedded dirt, and re-hangs the blinds in working order. Work shall be completed within three calendar days after receipt of order. | 2500 | EA
A718 | EXTERIOR SWEEPING / POLICING | The Contractor sweeps/polices exterior areas to present a clean condition free from loose dirt, trash, and debris. Bag all that was sweeped/policed and dump it in the nearest empty container. Work shall be completed within three calendar days after receipt of order. | 10000 | SF
A719 | HOSE OFF EXTERIOR PORCHES, WALKS AND STEPS | The Contractor hoses off front and rear porch areas and connecting steps to remove dirt, debris and leaves. Work shall be completed within three calendar days after receipt of order. | 10000 | SF
A720 | CLEAN UNDERNEATH RAISED COMPUTER FLOORS | The Contractor removes sufficient floor tiles and vacuums all exposed wires and floor area. Tiles will be reset when work is complete. Work shall be completed within three calendar days after receipt of order. | 10000 | SF
A721 | CLEAN PARK BENCHES | The Contractor cleans park benches to remove dirt, leaves and other matter so the benches look clean and not unsightly. Work shall be completed within three calendar days after receipt of order. | 100 | EA
A722 | UPHOLSTERED FURNITURE CLEANING | The Contractor cleans upholstered furniture so they are free of loose soil, debris, lint, dust, and other matter. All spots and stains will be cleaned in the process. Work shall be completed within three calendar days after receipt of order. | 5000 | SF
A723 | REMOVING SNOW AND ICE | The Contractor removes snow and ice from those building walks ad entrances so that these areas are clean and safe for pedestrian traffic, and maintains the areas free of snow and ice until 1800. The Contractor does not deposit shoveled/blown snow and ice on common sidewalks being cleared by other station activities under any circumstances. Work shall be completed within three calendar days after receipt of order. | 5000 | SF
A724 | CLEANING OF VENTILATION DIFFUSERS, GRILLES, AND VENTS | Provide cleaning of ventilation diffusers, grilles and vents by wiping with clean, cloth towels and if necessary the Contracctor shall incorporate the use of approved solvents and cleaners to obtain the desired results. The cleaning process shall remove all exterior dirt, dust and other unwanted materials. The finished surfaces shall not be damage or scratched as a result of the cleaning process. Work shall be completed within three calendar days after receipt of order. | 1000 | SF
A725 | WATER EXTRACTION | The Contractor shall remove water from interior building surfaces where flooding has occurred due to pipe leaks, roof leaks, toilet overflow, and other various sources of water intrusion. The interior building surfaces include all floor finishes. Removal of water shall be performed in the most expeditious manner, by manual or mechanical means. The Contractor shall respond within four (4) hours of the order to proceed and work until the water is removed. The Contractor shall provide drying fans in conjunction with water removal from all carpeted surfaces and other surfaces as directed by the Contracting Officer. The Contractor shall respond and be onsite ready to begin work within four hours after notice to proceed. Work shall be completed within three calendar days. | 10000 | SF
A726 | MOLD CLEANING | Provide mold cleaning and removal (mold growth, mold stains, mold odors) from wood and other cellulose-based building materials such as OSB board, drywall, plaster, plywood, and ceiling tile as well as concrete and masonry surfaces such as bricks, blocks, and poured concrete walls and floors. Other surfaces may include pipe insulation and heating, ventilation, air conditioning (HVAC) insulation and ductwork surfaces. The locations include interior building surfaces such as offices, mechanical equipment rooms, crawl spaces, above suspended ceiling surfaces. All cleaning methods and materials shall be in conformance with existing enviromental regulations and procedures. Work shall be completed within three calendar days after receipt of order. | 5000 | SF
A727 | PROVIDE AND OPERATE AIR SCRUBBERS FOR MOLD CLEANING OPERATIONS | The Contractor shall provide air scrubber equipment when requested. A typical air scrubber includes a blower assembly complete with HEPA filter, activated carbon filters and may include a germicidal UV-C light. Air scrubbers are approved for use in removal of asbestos, lead, chemical fumes and biological contaminants. Each order shall require the operation of one air scrubber for a period of twenty-four (24) continuous hours of use. the Contractor shall provide power cords required to reach the nearest power outlet. The Contracting Officer may request the relocation of the air scrubber equipment within the same 24 hour period and at no additional cost to the Government. Relocation is defined as "an adjacent or adjoining room on the same floor of the building." The Contractor shall place the equipment within eight (8) hours after receipt of order. | 100 | EA
A728 | PRESSURE WASHING | Provide pressure washing services for exterior building surfaces. The equipment pressure requirements (PSI) shall be determined by the necessity of the surface to be cleaned. Typically this item will be used, but not limited to, cleaning of concrete sidewalks, walkways, steps, ship piers and building exterior finishes such as brick, vinyl, wood, concrete, stucco, EIFS (Exterior Insulation Finishing System). This will also include the cleaning of areas around trash dumpsters. When necessary, the contractor shall also be required to use approved cleaning chemicals that can be dispensed along with the pressure washing process. The Contractor will be permitted to use the most convenient fresh water source located at the work site as directed by the KO. The Contractor shall be required to provide sufficient non-metallic water hoses to reach the water source. Work shall be completed within three calendar days after receipt of order. | 50000 | SF
A729 | EMERGENCY CLEANING (Normal Working Hours) | The Contractor shall provide emergency cleaning services during normal working hours. Typical emergency cleaning services include clean-up and removal of water from various surfaces due to plumbing or building leaks, removal and clean up of broken ceiling tiles, broken glass, construction debris, dust, tracked in mud/grease etc. The Contractor shall provide drying fans and other equipment as needed to remove moisture from carpeting in a timely manner as to prevent mold growth and other damage associated with moisture problems. Services may also include cleanup and removal of human waste. This requirement will be noted on the order. The contractor shall perform the required clean-up services at the same level as required for similar types of services set forth in Spec. Item 3.1 of the Firm Fixed Price portion of the contract. The Contractor shall respond within 1 hour after receipt of order and shall proceed until all work is completed. Services shall be ordered by the SF. Areas to be cleaned will be measured by the Government and confirmed by the Contractor. | 2000 | SF
A730 | EMERGENCY CLEANING (Other Than Normal Working Hours) | The Contractor shall provide emergency cleaning services during other than normal working hours. Typical emergency cleaning services include clean-up and removal of water from various surfaces due to plumbing or building leaks, removal and clean up of broken ceiling tiles, broken glass, construction debris, dust, tracked in mud/grease etc. The Contractor shall provide drying fans and other equipment as needed to remove the moisture from carpeting in a timely manner as to prevent mold growth and other damage associated with moisture problems. Services may also include cleanup and removal of human waste. This requirement will be noted on the order. The contractor shall perform the required clean-up services at the same level as required for similar types of services set forth in Spec. Item 3.1 of the Firm Fixed Price portion of the contract. The Contractor shall respond within 4 hours after receipt of order and shall proceed until all work is completed. Services shall be ordered by the SF. Areas to be cleaned will be measured by the Government and confirmed by the Contractor. | 1000 | SF
A731 | Disinfection of Frequently Touched Surfaces in Common Areas (Daily service for 30 day period) | The Contractor shall clean and disinfect fequently touched surfaces in common areas to ensure surfaces are clean, sanitary, and free of potentially infectious materials. The Contractor shall perform this task daily for a period of 30 days. The Contractor shall clean and disinfect all frequently touched surfaces in common areas (including lunch/break rooms), e.g., cabinets, chairs, copiers, countertops, doors, doorknobs, handrails, elevator touch pads, ice machines, keyboards, light switches, microwave ovens, monitors, phones, printers, refrigerators, shelving, shredders, tabletops, and vending machines. Common Areas include areas such as entryways, hallways, lobbies, lunch/break rooms, reception areas, waiting rooms, conference rooms, elevators, and stairwells. >> Surfaces shall be cleaned prior to disinfection, as instructed on the disinfectant manufacturer’s label. The Contractor shall ensure adequate contact time for effective disinfection. Cleaning agents used shall be EPA Approved for use against COVID-19. A list of EPA Approved products is available at https://www.epa.gov/pesticide-registration/list-n-disinfectants-use-against-sars-cov-2 or https://www.americanchemistry.com/Novel-Coronavirus-Fighting-Products-List.pdf. | 4614654 | SF
A732 | Unit Priced Labor Work - MUST BE NEGOTIATED BY KO. | Provide labor to perform all Unit Priced Labor work subject to the Service Contract Act per the scope and delivery schedule specified in the order. | 50 | HR
A733 | Unit Priced Labor Work - MUST BE NEGOTIATED BY KO. | Provide labor to perform all Unit Priced Labor work subject to the Collective Bargaining Agreement per the scope and delivery schedule specified in the order. | 50 | HR
A734 | Material Costs- MUST BE NEGOTIATED BY KO. | Provide all materials and equipment to perform Unit Priced Labor work per the scope and delivery schedule specified in the order. | 35000 | EA | 1 | 35000
TOTAL NON-RECURRING

## Recurring 1st Option Period
ATTACHMENT J-0200000-09
EXHIBIT LINE ITEM NUMBERS
SOLICITATION/CONTRACT N40085-26-R-0065
EXHIBIT B
Line Item 0003 Recurring Work Price -1st Option Period
PROVIDE PRICES TO PERFORM CUSTODIAL SERVICES - RECURRING WORK - IN ACCORDANCE WITH SECTION C, SPEC ITEM 3
ELINs B001 through B033
ELIN / Sub ELIN | Description | Quantity | Unit of Issue | Unit Price | Total
B001 | Regional Norfolk
B001AA | Prestige Area Service | 12 | MO
B001AB | Standard Service | 12 | MO
B001AC | Standard Service (7 W) | 12 | MO
B001AD | Service Class B | 12 | MO
B001AE | Mandated Servicws for Child Youth Program Facilities | 12 | MO
B001AF | Mandated Servicws for Child Youth Program Facilities (7W) | 12 | MO
B001AG | Reserved for Future Use
B001AH | Reserved for Future Use
B002 | Regional Norfolk Off Base
B002AA | Prestige Area Service | 12 | MO
B002AB | Standard Service | 12 | MO
B002AC | Standard Service (7 W) | 12 | MO
B002AD | Service Class C | 12 | MO
B002AE | Mandated Servicws for Child Youth Program Facilities | 12 | MO
B002AF | Reserved for Future Use
B002AG | Reserved for Future Use
B003 | CMIO
B003AA | Standard Service | 12 | MO
B003AB | Reserved for Future Use
B003AC | Reserved for Future Use
B004 | Defense Courier
B004AA | Standard Service | 12 | MO
B004AB | Reserved for Future Use
B004AC | Reserved for Future Use
B005 | MEDCEN
B005AA | Standard Service | 12 | MO
B005AB | Reserved for Future Use
B005AC | Reserved for Future Use
B006 | DDC,DDNV(DLA)
B006AA | Standard Service | 12 | MO
B006AB | Service Class B | 12 | MO
B006AC | Reserved for Future Use
B006AD | Reserved for Future Use
B007 | DRMS
B007AA | Standard Service | 12 | MO
B007AB | Reserved for Future Use
B007AC | Reserved for Future Use
B008 | UWDC
B008AA | Standard Service | 12 | MO
B008AB | Reserved for Future Use
B008AC | Reserved for Future Use
B009 | FLC
B009AA | Standard Service | 12 | MO
B009AB | Reserved for Future Use
B009AC | Reserved for Future Use
B010 | NSSA
B010AA | Standard Service | 12 | MO
B010AB | Reserved for Future Use
B010AC | Reserved for Future Use
B011 | MARFORLANT
B011AA | Standard Service | 12 | MO
B011AB | Service Class B | 12 | MO
B011AC | Reserved for Future Use
B011AD | Reserved for Future Use
B012 | NSWCCD
B012AA | Standard Service | 12 | MO
B012AB | Reserved for Future Use
B012AC | Reserved for Future Use
B013 | NAVAUDSVC
B013AA | Standard Service | 12 | MO
B013AB | Reserved for Future Use
B013AC | Reserved for Future Use
B014 | CHNFO
B014AA | Standard Service | 12 | MO
B014AB | Reserved for Future Use
B014AC | Reserved for Future Use
B015 | FRCMA VRT
B015AA | Standard Service | 12 | MO
B015AB | Reserved for Future Use
B015AC | Reserved for Future Use
B016 | NELODET
B016AA | Standard Service | 12 | MO
B016AB | Reserved for Future Use
B016AC | Reserved for Future Use
B017 | NOSSA
B017AA | Standard Service | 12 | MO
B017AB | Reserved for Future Use
B017AC | Reserved for Future Use
B018 | NAVFAC MIDLANT PW
B018AA | Standard Service | 12 | MO
B018AB | Reserved for Future Use
B018AC | Reserved for Future Use
B019 | NSWCDL
B019AA | Standard Service | 12 | MO
B019AB | Reserved for Future Use
B019AC | Reserved for Future Use
B020 | NEPMU2
B020AA | Standard Service | 12 | MO
B020AB | Reserved for Future Use
B020AC | Reserved for Future Use
B021 | NIWC
B021AA | Standard Service | 12 | MO
B021AB | Reserved for Future Use
B021AC | Reserved for Future Use
B022 | MSC
B022AA | Prestige Area Service | 12 | MO
B022AB | Standard Service | 12 | MO
B022AC | Service Class B | 12 | MO
B022AD | Reserved for Future Use
B022AE | Reserved for Future Use
B023 | DAU
B023AA | Standard Service | 12 | MO
B023AB | Reserved for Future Use
B023AC | Reserved for Future Use
B024 | NAWCAD
B024AA | Standard Service | 12 | MO
B024AB | Reserved for Future Use
B024AC | Reserved for Future Use
B025 | NAVSEA
B025AA | Standard Service | 12 | MO
B025AB | Reserved for Future Use
B025AC | Reserved for Future Use
B026 | HOUSINF OFF BASE
B026AA | Standard Service | 12 | MO
B026AB | Reserved for Future Use
B026AC | Reserved for Future Use
B027 | UNACCOMP HOUSING
B027AA | Standard Service | 12 | MO
B027AB | Standard Service (7 W) | 12 | MO
B027AC | Reserved for Future Use
B027AD | Reserved for Future Use
B028 | NCIS
B028AA | Standard Service | 12 | MO
B028AB | Reserved for Future Use
B028AC | Reserved for Future Use
B029 | NMOTC
B029AA | Standard Service | 12 | MO
B029AB | Reserved for Future Use
B029AC | Reserved for Future Use
B030 | SWOS
B030AA | Prestige Area Service | 12 | MO
B030AB | Reserved for Future Use
B030AC | Reserved for Future Use
B031 | NSWC CARDEROCK
B031AA | Standard Service | 12 | MO
B031AB | Reserved for Future Use
B031AC | Reserved for Future Use
B032 | DLA info
B032AA | Standard Service | 12 | MO
B032AB | Reserved for Future Use
B032AC | Reserved for Future Use
B033 | NSWC PH
B033AA | Standard Service | 12 | MO
B033AB | Reserved for Future Use
B033AC | Reserved for Future Use
TOTAL RECURRING WORK
SECTION J
EXHIBIT A
Unit Price Per Linear Foot to Provide Red Wood or Cedar Fence Including Dog Ear Fence Boards, Posts, Rails, Braces and all Hardware.
Fence Board Height of 6'
Unit Price Per Linear Foot to Provide Reconditioning and Maintenance Service for Barbwire Fence.
Unit Price Per Linear Foot to Provide Red Wood or Cedar Fence Including Dog Ear Fence Boards, Posts, Rails, Braces and all Hardware.
Fence Board Height of 6'
Unit Price Per Linear Foot to Provide Reconditioning and Maintenance Service for Ornamental Steel Fence.
Unit Price Per Linear Foot to Provide Red Wood or Cedar Fence Including Dog Ear Fence Boards, Posts, Rails, Braces and all Hardware.
Fence Board Height of 6'
Unit Price Per Linear Foot to Provide Reconditioning and Maintenance Service for Wood Fence.
PROVIDE A UNIT PRICE FOR THE REMOVAL AND DISPOSAL OF FENCE COMPLETE, FENCE POSTS, BARBWIRE, BARBED TAPE.
IN ACCORDANCE WITH SECTION C, C.10.1.l
ELIN A001EW through A001FI
Unit Price Per Linear Foot to Provide Red Wood or Cedar Fence Including Dog Ear Fence Boards, Posts, Rails, Braces and all Hardware.
Fence Board Height of 6'
Unit Price Per Linear Foot to Provide Removal Service for Chain link Fence.
Including Fabric, Posts, Gates, Rails, Tension Wire, Barbwire/Barbed Tape.
Unit Price Per Linear Foot to Provide Red Wood or Cedar Fence Including Dog Ear Fence Boards, Posts, Rails, Braces and all Hardware.
Fence Board Height of 6'
Unit Price Per Linear Foot to Provide Removal Service for Chain link Fence Gates including tracks (not posts).
Unit Price Per Linear Foot to Provide Red Wood or Cedar Fence Including Dog Ear Fence Boards, Posts, Rails, Braces and all Hardware.
Fence Board Height of 6'
Unit Price Per Linear Foot to Provide Removal Service for Ornamental Steel Fence. Including Posts and Gates
Unit Price Per Linear Foot to Provide Red Wood or Cedar Fence Including Dog Ear Fence Boards, Posts, Rails, Braces and all Hardware.
Fence Board Height of 6'
Unit Price Per Linear Foot to Provide Removal Service for Wood Fence. Including Posts and Gates.
Unit Price Per Linear Foot to Provide Red Wood or Cedar Fence Including Dog Ear Fence Boards, Posts, Rails, Braces and all Hardware.
Fence Board Height of 6'
Unit Price Per Linear Foot to Provide Removal Service for Barbwire Fence. Including Posts and all wire.
Unit Price Per Linear Foot to Provide Red Wood or Cedar Fence Including Dog Ear Fence Boards, Posts, Rails, Braces and all Hardware.
Fence Board Height of 6'
Unit Price Each to Provide Removal Service for Fence Posts. Including Posts Footing with Braces and Supports as Required.
Unit Price Per Linear Foot to Provide Red Wood or Cedar Fence Including Dog Ear Fence Boards, Posts, Rails, Braces and all Hardware.
Fence Board Height of 6'
Unit Price Each to Provide Removal Service for Fence Posts. Post Cut-off Flush.
Unit Price Per Linear Foot to Provide Red Wood or Cedar Fence Including Dog Ear Fence Boards, Posts, Rails, Braces and all Hardware.
Fence Board Height of 6'
Unit Price Each to Provide Removal Service for Fence Posts. Driven Post.
Unit Price Per Linear Foot to Provide Red Wood or Cedar Fence Including Dog Ear Fence Boards, Posts, Rails, Braces and all Hardware.
Fence Board Height of 6'
Unit Price Each to Provide Removal Service for Fence Posts. Including Posts Footing with Braces and Supports as Required.
Posts Set in Concrete/Asphalt.
Unit Price Per Linear Foot to Provide Red Wood or Cedar Fence Including Dog Ear Fence Boards, Posts, Rails, Braces and all Hardware.
Fence Board Height of 6'
Unit Price Per Square Foot to Patch and Refinish Concrete or Asphalt Surface.
Surface Depth to Match Surrounding.
Unit Price Each to Remove and Dispose of or Save and Store (for reuse) Barbwire Single Arm Support.
Unit Price Each to remove and Dispose of or Save and Store (for reuse) Barbwire Double (V) Arm Support.
Lump Sum Price for the recycling of removed materials. Based on a Percentage Added to Removal Item Ordered
SECTION J
EXHIBIT A
Lump Sum Price for the Recycling of Removed Materials. Based on a Percentage Added to Removal Item Ordered, ELIN A001EK to A001EW. Figured on a Quantity of 1,000. The Quantity Provided is for Establishing the Percentage Rate Only.
PROVIDE A UNIT PRICE TO PERFORM EXPEDITED SERVICES.
IN ACCORDANCE WITH SECTION C, C.10.2
ELIN A001FJ
Lump Sum Price for Expedited Maintenance and Repair Services. Based on a Percentage Added to Task Order Total. Figured on a Quantity of 1,000. The Quantity Provided is for Establishing the Percentage Rate Only.
SECTION J
EXHIBIT A
SECTION J
EXHIBIT A
PROVIDE A UNIT PRICE FOR THE RENTAL OF TEMPORARY CHAIN LINK FENCE.
IN ACCORDANCE WITH SECTION C, C.10.3
ELIN A001FK THROUGH A001FP
Unit Price Per Linear Foot to Provide Red Wood or Cedar Fence Including Dog Ear Fence Boards, Posts, Rails, Braces and all Hardware.
Fence Board Height of 6'
Unit Price Per Linear Foot to Provide Temporary Chain link Fence.
6' Fence Height
Driven Posts
Unit Price Per Linear Foot to Provide Red Wood or Cedar Fence Including Dog Ear Fence Boards, Posts, Rails, Braces and all Hardware.
Fence Board Height of 6'
Unit Price Per Linear Foot to Provide Temporary Chain link Fence.
12' Panel, 6' Height
Driven Posts
Unit Price Per Linear Foot to Provide Red Wood or Cedar Fence Including Dog Ear Fence Boards, Posts, Rails, Braces and all Hardware.
Fence Board Height of 6'
Unit Price Per Linear Foot to Provide Temporary Chain link Fence.
12' Panel, 6' Height, Free-Standing
Unit Price Per Linear Foot to Provide Red Wood or Cedar Fence Including Dog Ear Fence Boards, Posts, Rails, Braces and all Hardware.
Fence Board Height of 6'
Unit Price Per Linear Foot to Provide Red Wood or Cedar Fence Including Dog Ear Fence Boards, Posts, Rails, Braces and all Hardware.
Fence Board Height of 6'
Unit Price Per Linear Foot to Provide Temporary Chain link Fence.
Driven Posts
With Barbwire, 7' Fence Height
Unit Price Per Linear Foot to Provide Red Wood or Cedar Fence Including Dog Ear Fence Boards, Posts, Rails, Braces and all Hardware.
Fence Board Height of 6'
Unit Price Per Linear Foot to Provide Temporary Chain link Fence.
12' Panel, With Barbwire, 7' Height
Driven Posts
Unit Price Per Linear Foot to Provide Red Wood or Cedar Fence Including Dog Ear Fence Boards, Posts, Rails, Braces and all Hardware.
Fence Board Height of 6'
Unit Price Per Linear Foot to Provide Temporary Chain link Fence.
12' Panel, With Barbwire, 7' Height,
Free-Standing

## Non-Recurring 1st Option Period
ATTACHMENT J-0200000-09
EXHIBIT LINE ITEM NUMBERS
SOLICITATION/CONTRACT N40085-26-R-0065
EXHIBIT B
Line Item 0004 Non-Recurring Work - 1st Option Period
PROVIDE PRICES FOR CUSTODIAL SERVICES - NON-RECURRING WORK - IN ACCORDANCE WITH SECTION C, SPEC ITEM 4
ELINs B700 through B734
ELIN | Product Name (120 Characters) | Description Extended | Estimated Quantity | Unit of Issue | Unit Price | Extended Price
B700 | VACUUM CARPETS / RUGS | The Contractor vacuums carpeted areas, rugs, and walk-off mats until they are free of all loose soil, debris, lint, dust, dirt, grit, ashes, staples, paper clips, and other foreign matter. If walk off mats are present on a carpeted floor, remove mat, vacuum where it was laying, replace mat to original location and vacuum the mat. Work shall be completed within three calendar days after receipt of order. | 100000 | SF
B701 | SWEEP / DUST MOP FLOORS | The Contractor sweeps and dust mops so as to present a clean orderly soil free appearance with no loose dirt, hardened dirt, dust, smears, streaks, paper, trash, or other debris. Work shall be completed within three calendar days after receipt of order. | 100000 | SF
B702 | STRIPPING / REWAXING | The Contractor sweeps or dust mops and strips resilient flooring to remove all built-up wax and imbedded dirt prior to rewaxing. After application of wax, the Contractor buffs floors or floor areas (if required) sufficiently for maximum gloss and uniform sheen from wall to wall, including corners. The Contractor ensures that the re-waxed floor presents a clean appearance free from scuff marks or dirt smears. Work shall be completed within four calendar days after receipt of order. | 40000 | SF
B703 | DAMP / WET MOPPING | The Contractor wet mops uncarpeted areas with approved cleaning solutions. The detergent cleaner must adhere to environmental and natural resource conservation requirements. Floors must be damp mopped to present a uniform appearance free of streaks, swirl marks, detergent residue or evidence of soils stain, film, debris, standing water, or mop strands. Work shall be completed within four calendar days after receipt of order. | 30000 | SF
B704 | FLOOR FINISH | The Contractor sweeps, or just mops floors, then wet mops the same area, and after drying applies floor finish for equal and complete distribution throughout the entire floor area. A uniform gloss without swirles or debris is expected. Work shall be completed within three calendar days after receipt of order. | 30000 | SF
B705 | SPRAY BUFFING | The Contractor sweeps, dust mops, wet mops, sprays area with a buffing solution, buffs the floor area to a uniform floss leaving a equal and complete distribution throughout the entire floor area. Work shall be completed within three calendar days after receipt of order. | 30000 | SF
B706 | CARPET / RUG SHAMPOO | Prior to shampooing by the water extraction method, the Contractor vacuums rugs and carpets free o f all loose soil and debris. The Contractor shampoos carpets and rugs free of streaks, spots, and stains, and restores the carpet or rug to a bright uniform color. After the carpet or rug dries, the Contractor returns furniture or other equipment to their original positions. Work shall be completed within four calendar days after receipt of order. | 200000 | SF
B707 | ROOM CLEANING | The Contractor cleans all parts of the room surface up to a maximum height or 10 feet. Wood surfaces are to be polished, upholstered furniture will be vacuumed, both sides of doors are included. Marker board, chalkboards, chalk trays, and erasers, all interior glass, plexiglass, glass lights located in walls, glass doors, glass wall, glass partitions, etc. will be cleaned. Work shall be completed within four calendar days after receipt of order. | 60000 | SF
B708 | REST ROOM CLEANING | The Contractor cleans rest rooms so that everything within the room is free from soil, stains, and odors. The appearance is clean, polished, and sanitary. Work shall be completed within two calendar days after receipt of order. | 100000 | SF
B709 | REST ROOMS SERVICE | The Contractor shall fill dispensers and holders with rest room supplies to their maximum capacity. Hand soaps shall be antibacterial, and rubber mat urinal screens shall be dated. The Contracting Officer will be notified if holder, or dispensers are damaged. Work shall be completed within two calendar days after receipt of order. | 100000 | SF
B710 | CLEANING LIGHT FIXTURES | Globes, reflectors, covers, diffusers, and plastic side panels shall be removed and washed. After cleaning and reassembling, light fixtures shall be free of bugs, dirt, dust, streaks, grease, and other foreign matter. Work shall be completed within three calendar days after receipt of order. | 1000 | SF
B711 | HIGH DUSTING/ CLEANING | The Contractor removes all dust, lint, litter, from vertical and horizontal surfaces above 10'-0" from floor level, including overhead piping. Light fixtures, and ceiling areas. Contractor ensures walls are free of bugs, cobwebs, and loose dirt. Work shall be completed within three calendar days after receipt of order. | 100000 | SF
B712 | TRASH REMOVAL - INTERIOR | The Contractor empties all trash from receptacles, boxes, cartons within offices and corridors, ect. which are properly marked "trash" and dumps the trash in the closest empty dumpster. Clear plastic liners will be installed on each receptacle. Work shall be completed within three calendar days after receipt of order. | 150000 | SF
B713 | TRASH REMOVAL - EXTERIOR | The Contractor empties all trash from exterior containers up to 55 gallon, and picks-up loose trash within 10 foot around each container. Dump the trash in the closest empty dumpster Work shall be completed within three calendar days after receipt of order. | 2000 | EA
B714 | CLEAN DRINKING FOUNTAIN | The Contractor cleans fountain tops, spouts, plumbing, hardware, and cabinet sides with a disinfectant approved for drinking fountains. Drinking fountains shall present a clean appearance free of soil, markings, stains, streaks, and watermarks. Work shall be completed within three calendar days after receipt of order. | 1000 | EA
B715 | INTERIOR GLASS CLEANING | The Contractor thoroughly cleans all interior glass surfaces, window frames, sills, and sashes. The Contractor removes all adjacent surfaces wiped dry. The Contractor removes all paint, putty, film, and foreign matter found on glass surfaces. Work shall be completed within three calendar days after receipt of order. | 150000 | SF
B716 | EXTERIOR GLASS CLEANING | The Contractor thoroughly cleans all exterior glass surfaces, window frames, sills, and sashes, from the ground line up to and including the second floor to be free of streaks and stains, and wiped dry. The Contractor removes all paint, putty, film, and foreign matter found on glass surfaces. Where storm windows exist, the contractor cleans both sides of the storm window and the outside of the inner glass. Work shall be completed within three calendar days after receipt of order. | 150000 | SF
B717 | CLEANING WINDOW BLINDS | The Contractor removes and cleans window blinds free of all dust and embedded dirt, and re-hangs the blinds in working order. Work shall be completed within three calendar days after receipt of order. | 2500 | EA
B718 | EXTERIOR SWEEPING / POLICING | The Contractor sweeps/polices exterior areas to present a clean condition free from loose dirt, trash, and debris. Bag all that was sweeped/policed and dump it in the nearest empty container. Work shall be completed within three calendar days after receipt of order. | 10000 | SF
B719 | HOSE OFF EXTERIOR PORCHES, WALKS AND STEPS | The Contractor hoses off front and rear porch areas and connecting steps to remove dirt, debris and leaves. Work shall be completed within three calendar days after receipt of order. | 10000 | SF
B720 | CLEAN UNDERNEATH RAISED COMPUTER FLOORS | The Contractor removes sufficient floor tiles and vacuums all exposed wires and floor area. Tiles will be reset when work is complete. Work shall be completed within three calendar days after receipt of order. | 10000 | SF
B721 | CLEAN PARK BENCHES | The Contractor cleans park benches to remove dirt, leaves and other matter so the benches look clean and not unsightly. Work shall be completed within three calendar days after receipt of order. | 100 | EA
B722 | UPHOLSTERED FURNITURE CLEANING | The Contractor cleans upholstered furniture so they are free of loose soil, debris, lint, dust, and other matter. All spots and stains will be cleaned in the process. Work shall be completed within three calendar days after receipt of order. | 5000 | SF
B723 | REMOVING SNOW AND ICE | The Contractor removes snow and ice from those building walks ad entrances so that these areas are clean and safe for pedestrian traffic, and maintains the areas free of snow and ice until 1800. The Contractor does not deposit shoveled/blown snow and ice on common sidewalks being cleared by other station activities under any circumstances. Work shall be completed within three calendar days after receipt of order. | 5000 | SF
B724 | CLEANING OF VENTILATION DIFFUSERS, GRILLES, AND VENTS | Provide cleaning of ventilation diffusers, grilles and vents by wiping with clean, cloth towels and if necessary the Contracctor shall incorporate the use of approved solvents and cleaners to obtain the desired results. The cleaning process shall remove all exterior dirt, dust and other unwanted materials. The finished surfaces shall not be damage or scratched as a result of the cleaning process. Work shall be completed within three calendar days after receipt of order. | 1000 | SF
B725 | WATER EXTRACTION | The Contractor shall remove water from interior building surfaces where flooding has occurred due to pipe leaks, roof leaks, toilet overflow, and other various sources of water intrusion. The interior building surfaces include all floor finishes. Removal of water shall be performed in the most expeditious manner, by manual or mechanical means. The Contractor shall respond within four (4) hours of the order to proceed and work until the water is removed. The Contractor shall provide drying fans in conjunction with water removal from all carpeted surfaces and other surfaces as directed by the Contracting Officer. The Contractor shall respond and be onsite ready to begin work within four hours after notice to proceed. Work shall be completed within three calendar days. | 10000 | SF
B726 | MOLD CLEANING | Provide mold cleaning and removal (mold growth, mold stains, mold odors) from wood and other cellulose-based building materials such as OSB board, drywall, plaster, plywood, and ceiling tile as well as concrete and masonry surfaces such as bricks, blocks, and poured concrete walls and floors. Other surfaces may include pipe insulation and heating, ventilation, air conditioning (HVAC) insulation and ductwork surfaces. The locations include interior building surfaces such as offices, mechanical equipment rooms, crawl spaces, above suspended ceiling surfaces. All cleaning methods and materials shall be in conformance with existing enviromental regulations and procedures. Work shall be completed within three calendar days after receipt of order. | 5000 | SF
B727 | PROVIDE AND OPERATE AIR SCRUBBERS FOR MOLD CLEANING OPERATIONS | The Contractor shall provide air scrubber equipment when requested. A typical air scrubber includes a blower assembly complete with HEPA filter, activated carbon filters and may include a germicidal UV-C light. Air scrubbers are approved for use in removal of asbestos, lead, chemical fumes and biological contaminants. Each order shall require the operation of one air scrubber for a period of twenty-four (24) continuous hours of use. the Contractor shall provide power cords required to reach the nearest power outlet. The Contracting Officer may request the relocation of the air scrubber equipment within the same 24 hour period and at no additional cost to the Government. Relocation is defined as "an adjacent or adjoining room on the same floor of the building." The Contractor shall place the equipment within eight (8) hours after receipt of order. | 100 | EA
B728 | PRESSURE WASHING | Provide pressure washing services for exterior building surfaces. The equipment pressure requirements (PSI) shall be determined by the necessity of the surface to be cleaned. Typically this item will be used, but not limited to, cleaning of concrete sidewalks, walkways, steps, ship piers and building exterior finishes such as brick, vinyl, wood, concrete, stucco, EIFS (Exterior Insulation Finishing System). This will also include the cleaning of areas around trash dumpsters. When necessary, the contractor shall also be required to use approved cleaning chemicals that can be dispensed along with the pressure washing process. The Contractor will be permitted to use the most convenient fresh water source located at the work site as directed by the KO. The Contractor shall be required to provide sufficient non-metallic water hoses to reach the water source. Work shall be completed within three calendar days after receipt of order. | 50000 | SF
B729 | EMERGENCY CLEANING (Normal Working Hours) | The Contractor shall provide emergency cleaning services during normal working hours. Typical emergency cleaning services include clean-up and removal of water from various surfaces due to plumbing or building leaks, removal and clean up of broken ceiling tiles, broken glass, construction debris, dust, tracked in mud/grease etc. The Contractor shall provide drying fans and other equipment as needed to remove moisture from carpeting in a timely manner as to prevent mold growth and other damage associated with moisture problems. Services may also include cleanup and removal of human waste. This requirement will be noted on the order. The contractor shall perform the required clean-up services at the same level as required for similar types of services set forth in Spec. Item 3.1 of the Firm Fixed Price portion of the contract. The Contractor shall respond within 1 hour after receipt of order and shall proceed until all work is completed. Services shall be ordered by the SF. Areas to be cleaned will be measured by the Government and confirmed by the Contractor. | 2000 | SF
B730 | EMERGENCY CLEANING (Other Than Normal Working Hours) | The Contractor shall provide emergency cleaning services during other than normal working hours. Typical emergency cleaning services include clean-up and removal of water from various surfaces due to plumbing or building leaks, removal and clean up of broken ceiling tiles, broken glass, construction debris, dust, tracked in mud/grease etc. The Contractor shall provide drying fans and other equipment as needed to remove the moisture from carpeting in a timely manner as to prevent mold growth and other damage associated with moisture problems. Services may also include cleanup and removal of human waste. This requirement will be noted on the order. The contractor shall perform the required clean-up services at the same level as required for similar types of services set forth in Spec. Item 3.1 of the Firm Fixed Price portion of the contract. The Contractor shall respond within 4 hours after receipt of order and shall proceed until all work is completed. Services shall be ordered by the SF. Areas to be cleaned will be measured by the Government and confirmed by the Contractor. | 1000 | SF
B731 | Disinfection of Frequently Touched Surfaces in Common Areas (Daily service for 30 day period) | The Contractor shall clean and disinfect fequently touched surfaces in common areas to ensure surfaces are clean, sanitary, and free of potentially infectious materials. The Contractor shall perform this task daily for a period of 30 days. The Contractor shall clean and disinfect all frequently touched surfaces in common areas (including lunch/break rooms), e.g., cabinets, chairs, copiers, countertops, doors, doorknobs, handrails, elevator touch pads, ice machines, keyboards, light switches, microwave ovens, monitors, phones, printers, refrigerators, shelving, shredders, tabletops, and vending machines. Common Areas include areas such as entryways, hallways, lobbies, lunch/break rooms, reception areas, waiting rooms, conference rooms, elevators, and stairwells. >> Surfaces shall be cleaned prior to disinfection, as instructed on the disinfectant manufacturer’s label. The Contractor shall ensure adequate contact time for effective disinfection. Cleaning agents used shall be EPA Approved for use against COVID-19. A list of EPA Approved products is available at https://www.epa.gov/pesticide-registration/list-n-disinfectants-use-against-sars-cov-2 or https://www.americanchemistry.com/Novel-Coronavirus-Fighting-Products-List.pdf. | 4614654 | SF
B732 | Unit Priced Labor Work - MUST BE NEGOTIATED BY KO. | Provide labor to perform all Unit Priced Labor work subject to the Service Contract Act per the scope and delivery schedule specified in the order. | 50 | HR
B733 | Unit Priced Labor Work - MUST BE NEGOTIATED BY KO. | Provide labor to perform all Unit Priced Labor work subject to the Collective Bargaining Agreement per the scope and delivery schedule specified in the order. | 50 | HR
B734 | Material Costs- MUST BE NEGOTIATED BY KO. | Provide all materials and equipment to perform Unit Priced Labor work per the scope and delivery schedule specified in the order. | 35000 | EA | 1 | 35000
TOTAL NON-RECURRING

## Recurring 2nd Option Period
ATTACHMENT J-0200000-09
EXHIBIT LINE ITEM NUMBERS
SOLICITATION/CONTRACT N40085-26-R-0065
EXHIBIT C
Line Item 0005 Recurring Work Price - Base Period
PROVIDE PRICES TO PERFORM CUSTODIAL SERVICES - RECURRING WORK - IN ACCORDANCE WITH SECTION C, SPEC ITEM 3
ELINs C001 through C033
ELIN / Sub ELIN | Description | Quantity | Unit of Issue | Unit Price | Total
C001 | Regional Norfolk
C001AA | Prestige Area Service | 12 | MO
C001AB | Standard Service | 12 | MO
C001AC | Standard Service (7 W) | 12 | MO
C001AD | Service Class B | 12 | MO
C001AE | Mandated Servicws for Child Youth Program Facilities | 12 | MO
C001AF | Mandated Servicws for Child Youth Program Facilities (7W) | 12 | MO
C001AG | Reserved for Future Use
C001AH | Reserved for Future Use
C002 | Regional Norfolk Off Base
C002AA | Prestige Area Service | 12 | MO
C002AB | Standard Service | 12 | MO
C002AC | Standard Service (7 W) | 12 | MO
C002AD | Service Class C | 12 | MO
C002AE | Mandated Servicws for Child Youth Program Facilities | 12 | MO
C002AF | Reserved for Future Use
C002AG | Reserved for Future Use
C003 | CMIO
C003AA | Standard Service | 12 | MO
C003AB | Reserved for Future Use
C003AC | Reserved for Future Use
C004 | Defense Courier
C004AA | Standard Service | 12 | MO
C004AB | Reserved for Future Use
C004AC | Reserved for Future Use
C005 | MEDCEN
C005AA | Standard Service | 12 | MO
C005AB | Reserved for Future Use
C005AC | Reserved for Future Use
C006 | DDC,DDNV(DLA)
C006AA | Standard Service | 12 | MO
C006AB | Service Class B | 12 | MO
C006AC | Reserved for Future Use
C006AD | Reserved for Future Use
C007 | DRMS
C007AA | Standard Service | 12 | MO
C007AB | Reserved for Future Use
C007AC | Reserved for Future Use
C008 | UWDC
C008AA | Standard Service | 12 | MO
C008AB | Reserved for Future Use
C008AC | Reserved for Future Use
C009 | FLC
C009AA | Standard Service | 12 | MO
C009AB | Reserved for Future Use
C009AC | Reserved for Future Use
C010 | NSSA
C010AA | Standard Service | 12 | MO
C010AB | Reserved for Future Use
C010AC | Reserved for Future Use
C011 | MARFORLANT
C011AA | Standard Service | 12 | MO
C011AB | Service Class B | 12 | MO
C011AC | Reserved for Future Use
C011AD | Reserved for Future Use
C012 | NSWCCD
C012AA | Standard Service | 12 | MO
C012AB | Reserved for Future Use
C012AC | Reserved for Future Use
C013 | NAVAUDSVC
C013AA | Standard Service | 12 | MO
C013AB | Reserved for Future Use
C013AC | Reserved for Future Use
C014 | CHNFO
C014AA | Standard Service | 12 | MO
C014AB | Reserved for Future Use
C014AC | Reserved for Future Use
C015 | FRCMA VRT
C015AA | Standard Service | 12 | MO
C015AB | Reserved for Future Use
C015AC | Reserved for Future Use
C016 | NELODET
C016AA | Standard Service | 12 | MO
C016AB | Reserved for Future Use
C016AC | Reserved for Future Use
C017 | NOSSA
C017AA | Standard Service | 12 | MO
C017AB | Reserved for Future Use
C017AC | Reserved for Future Use
C018 | NAVFAC MIDLANT PW
C018AA | Standard Service | 12 | MO
C018AB | Reserved for Future Use
C018AC | Reserved for Future Use
C019 | NSWCDL
C019AA | Standard Service | 12 | MO
C019AB | Reserved for Future Use
C019AC | Reserved for Future Use
C020 | NEPMU2
C020AA | Standard Service | 12 | MO
C020AB | Reserved for Future Use
C020AC | Reserved for Future Use
C021 | NIWC
C021AA | Standard Service | 12 | MO
C021AB | Reserved for Future Use
C021AC | Reserved for Future Use
C022 | MSC
C022AA | Prestige Area Service | 12 | MO
C022AB | Standard Service | 12 | MO
C022AC | Service Class B | 12 | MO
C022AD | Reserved for Future Use
C022AE | Reserved for Future Use
C023 | DAU
C023AA | Standard Service | 12 | MO
C023AB | Reserved for Future Use
C023AC | Reserved for Future Use
C024 | NAWCAD
C024AA | Standard Service | 12 | MO
C024AB | Reserved for Future Use
C024AC | Reserved for Future Use
C025 | NAVSEA
C025AA | Standard Service | 12 | MO
C025AB | Reserved for Future Use
C025AC | Reserved for Future Use
C026 | HOUSINF OFF BASE
C026AA | Standard Service | 12 | MO
C026AB | Reserved for Future Use
C026AC | Reserved for Future Use
C027 | UNACCOMP HOUSING
C027AA | Standard Service | 12 | MO
C027AB | Standard Service (7 W) | 12 | MO
C027AC | Reserved for Future Use
C027AD | Reserved for Future Use
C028 | NCIS
C028AA | Standard Service | 12 | MO
C028AB | Reserved for Future Use
C028AC | Reserved for Future Use
C029 | NMOTC
C029AA | Standard Service | 12 | MO
C029AB | Reserved for Future Use
C029AC | Reserved for Future Use
C030 | SWOS
C030AA | Prestige Area Service | 12 | MO
C030AB | Reserved for Future Use
C030AC | Reserved for Future Use
C031 | NSWC CARDEROCK
C031AA | Standard Service | 12 | MO
C031AB | Reserved for Future Use
C031AC | Reserved for Future Use
C032 | DLA info
C032AA | Standard Service | 12 | MO
C032AB | Reserved for Future Use
C032AC | Reserved for Future Use
C033 | NSWC PH
C033AA | Standard Service | 12 | MO
C033AB | Reserved for Future Use
C033AC | Reserved for Future Use
TOTAL RECURRING WORK

## Non-Recurring 2nd Option Period
ATTACHMENT J-0200000-09
EXHIBIT LINE ITEM NUMBERS
SOLICITATION/CONTRACT N40085-26-R-0065
EXHIBIT C
Line Item 0006 Non-Recurring Work - 2nd Option Period
PROVIDE PRICES FOR CUSTODIAL SERVICES - NON-RECURRING WORK - IN ACCORDANCE WITH SECTION C, SPEC ITEM 4
ELINs C700 through C734
ELIN | Product Name (120 Characters) | Description Extended | Estimated Quantity | Unit of Issue | Unit Price | Extended Price
C700 | VACUUM CARPETS / RUGS | The Contractor vacuums carpeted areas, rugs, and walk-off mats until they are free of all loose soil, debris, lint, dust, dirt, grit, ashes, staples, paper clips, and other foreign matter. If walk off mats are present on a carpeted floor, remove mat, vacuum where it was laying, replace mat to original location and vacuum the mat. Work shall be completed within three calendar days after receipt of order. | 100000 | SF
C701 | SWEEP / DUST MOP FLOORS | The Contractor sweeps and dust mops so as to present a clean orderly soil free appearance with no loose dirt, hardened dirt, dust, smears, streaks, paper, trash, or other debris. Work shall be completed within three calendar days after receipt of order. | 100000 | SF
C702 | STRIPPING / REWAXING | The Contractor sweeps or dust mops and strips resilient flooring to remove all built-up wax and imbedded dirt prior to rewaxing. After application of wax, the Contractor buffs floors or floor areas (if required) sufficiently for maximum gloss and uniform sheen from wall to wall, including corners. The Contractor ensures that the re-waxed floor presents a clean appearance free from scuff marks or dirt smears. Work shall be completed within four calendar days after receipt of order. | 40000 | SF
C703 | DAMP / WET MOPPING | The Contractor wet mops uncarpeted areas with approved cleaning solutions. The detergent cleaner must adhere to environmental and natural resource conservation requirements. Floors must be damp mopped to present a uniform appearance free of streaks, swirl marks, detergent residue or evidence of soils stain, film, debris, standing water, or mop strands. Work shall be completed within four calendar days after receipt of order. | 30000 | SF
C704 | FLOOR FINISH | The Contractor sweeps, or just mops floors, then wet mops the same area, and after drying applies floor finish for equal and complete distribution throughout the entire floor area. A uniform gloss without swirles or debris is expected. Work shall be completed within three calendar days after receipt of order. | 30000 | SF
C705 | SPRAY BUFFING | The Contractor sweeps, dust mops, wet mops, sprays area with a buffing solution, buffs the floor area to a uniform floss leaving a equal and complete distribution throughout the entire floor area. Work shall be completed within three calendar days after receipt of order. | 30000 | SF
C706 | CARPET / RUG SHAMPOO | Prior to shampooing by the water extraction method, the Contractor vacuums rugs and carpets free o f all loose soil and debris. The Contractor shampoos carpets and rugs free of streaks, spots, and stains, and restores the carpet or rug to a bright uniform color. After the carpet or rug dries, the Contractor returns furniture or other equipment to their original positions. Work shall be completed within four calendar days after receipt of order. | 200000 | SF
C707 | ROOM CLEANING | The Contractor cleans all parts of the room surface up to a maximum height or 10 feet. Wood surfaces are to be polished, upholstered furniture will be vacuumed, both sides of doors are included. Marker board, chalkboards, chalk trays, and erasers, all interior glass, plexiglass, glass lights located in walls, glass doors, glass wall, glass partitions, etc. will be cleaned. Work shall be completed within four calendar days after receipt of order. | 60000 | SF
C708 | REST ROOM CLEANING | The Contractor cleans rest rooms so that everything within the room is free from soil, stains, and odors. The appearance is clean, polished, and sanitary. Work shall be completed within two calendar days after receipt of order. | 100000 | SF
C709 | REST ROOMS SERVICE | The Contractor shall fill dispensers and holders with rest room supplies to their maximum capacity. Hand soaps shall be antibacterial, and rubber mat urinal screens shall be dated. The Contracting Officer will be notified if holder, or dispensers are damaged. Work shall be completed within two calendar days after receipt of order. | 100000 | SF
C710 | CLEANING LIGHT FIXTURES | Globes, reflectors, covers, diffusers, and plastic side panels shall be removed and washed. After cleaning and reassembling, light fixtures shall be free of bugs, dirt, dust, streaks, grease, and other foreign matter. Work shall be completed within three calendar days after receipt of order. | 1000 | SF
C711 | HIGH DUSTING/ CLEANING | The Contractor removes all dust, lint, litter, from vertical and horizontal surfaces above 10'-0" from floor level, including overhead piping. Light fixtures, and ceiling areas. Contractor ensures walls are free of bugs, cobwebs, and loose dirt. Work shall be completed within three calendar days after receipt of order. | 100000 | SF
C712 | TRASH REMOVAL - INTERIOR | The Contractor empties all trash from receptacles, boxes, cartons within offices and corridors, ect. which are properly marked "trash" and dumps the trash in the closest empty dumpster. Clear plastic liners will be installed on each receptacle. Work shall be completed within three calendar days after receipt of order. | 150000 | SF
C713 | TRASH REMOVAL - EXTERIOR | The Contractor empties all trash from exterior containers up to 55 gallon, and picks-up loose trash within 10 foot around each container. Dump the trash in the closest empty dumpster Work shall be completed within three calendar days after receipt of order. | 2000 | EA
C714 | CLEAN DRINKING FOUNTAIN | The Contractor cleans fountain tops, spouts, plumbing, hardware, and cabinet sides with a disinfectant approved for drinking fountains. Drinking fountains shall present a clean appearance free of soil, markings, stains, streaks, and watermarks. Work shall be completed within three calendar days after receipt of order. | 1000 | EA
C715 | INTERIOR GLASS CLEANING | The Contractor thoroughly cleans all interior glass surfaces, window frames, sills, and sashes. The Contractor removes all adjacent surfaces wiped dry. The Contractor removes all paint, putty, film, and foreign matter found on glass surfaces. Work shall be completed within three calendar days after receipt of order. | 150000 | SF
C716 | EXTERIOR GLASS CLEANING | The Contractor thoroughly cleans all exterior glass surfaces, window frames, sills, and sashes, from the ground line up to and including the second floor to be free of streaks and stains, and wiped dry. The Contractor removes all paint, putty, film, and foreign matter found on glass surfaces. Where storm windows exist, the contractor cleans both sides of the storm window and the outside of the inner glass. Work shall be completed within three calendar days after receipt of order. | 150000 | SF
C717 | CLEANING WINDOW BLINDS | The Contractor removes and cleans window blinds free of all dust and embedded dirt, and re-hangs the blinds in working order. Work shall be completed within three calendar days after receipt of order. | 2500 | EA
C718 | EXTERIOR SWEEPING / POLICING | The Contractor sweeps/polices exterior areas to present a clean condition free from loose dirt, trash, and debris. Bag all that was sweeped/policed and dump it in the nearest empty container. Work shall be completed within three calendar days after receipt of order. | 10000 | SF
C719 | HOSE OFF EXTERIOR PORCHES, WALKS AND STEPS | The Contractor hoses off front and rear porch areas and connecting steps to remove dirt, debris and leaves. Work shall be completed within three calendar days after receipt of order. | 10000 | SF
C720 | CLEAN UNDERNEATH RAISED COMPUTER FLOORS | The Contractor removes sufficient floor tiles and vacuums all exposed wires and floor area. Tiles will be reset when work is complete. Work shall be completed within three calendar days after receipt of order. | 10000 | SF
C721 | CLEAN PARK BENCHES | The Contractor cleans park benches to remove dirt, leaves and other matter so the benches look clean and not unsightly. Work shall be completed within three calendar days after receipt of order. | 100 | EA
C722 | UPHOLSTERED FURNITURE CLEANING | The Contractor cleans upholstered furniture so they are free of loose soil, debris, lint, dust, and other matter. All spots and stains will be cleaned in the process. Work shall be completed within three calendar days after receipt of order. | 5000 | SF
C723 | REMOVING SNOW AND ICE | The Contractor removes snow and ice from those building walks ad entrances so that these areas are clean and safe for pedestrian traffic, and maintains the areas free of snow and ice until 1800. The Contractor does not deposit shoveled/blown snow and ice on common sidewalks being cleared by other station activities under any circumstances. Work shall be completed within three calendar days after receipt of order. | 5000 | SF
C724 | CLEANING OF VENTILATION DIFFUSERS, GRILLES, AND VENTS | Provide cleaning of ventilation diffusers, grilles and vents by wiping with clean, cloth towels and if necessary the Contracctor shall incorporate the use of approved solvents and cleaners to obtain the desired results. The cleaning process shall remove all exterior dirt, dust and other unwanted materials. The finished surfaces shall not be damage or scratched as a result of the cleaning process. Work shall be completed within three calendar days after receipt of order. | 1000 | SF
C725 | WATER EXTRACTION | The Contractor shall remove water from interior building surfaces where flooding has occurred due to pipe leaks, roof leaks, toilet overflow, and other various sources of water intrusion. The interior building surfaces include all floor finishes. Removal of water shall be performed in the most expeditious manner, by manual or mechanical means. The Contractor shall respond within four (4) hours of the order to proceed and work until the water is removed. The Contractor shall provide drying fans in conjunction with water removal from all carpeted surfaces and other surfaces as directed by the Contracting Officer. The Contractor shall respond and be onsite ready to begin work within four hours after notice to proceed. Work shall be completed within three calendar days. | 10000 | SF
C726 | MOLD CLEANING | Provide mold cleaning and removal (mold growth, mold stains, mold odors) from wood and other cellulose-based building materials such as OSB board, drywall, plaster, plywood, and ceiling tile as well as concrete and masonry surfaces such as bricks, blocks, and poured concrete walls and floors. Other surfaces may include pipe insulation and heating, ventilation, air conditioning (HVAC) insulation and ductwork surfaces. The locations include interior building surfaces such as offices, mechanical equipment rooms, crawl spaces, above suspended ceiling surfaces. All cleaning methods and materials shall be in conformance with existing enviromental regulations and procedures. Work shall be completed within three calendar days after receipt of order. | 5000 | SF
C727 | PROVIDE AND OPERATE AIR SCRUBBERS FOR MOLD CLEANING OPERATIONS | The Contractor shall provide air scrubber equipment when requested. A typical air scrubber includes a blower assembly complete with HEPA filter, activated carbon filters and may include a germicidal UV-C light. Air scrubbers are approved for use in removal of asbestos, lead, chemical fumes and biological contaminants. Each order shall require the operation of one air scrubber for a period of twenty-four (24) continuous hours of use. the Contractor shall provide power cords required to reach the nearest power outlet. The Contracting Officer may request the relocation of the air scrubber equipment within the same 24 hour period and at no additional cost to the Government. Relocation is defined as "an adjacent or adjoining room on the same floor of the building." The Contractor shall place the equipment within eight (8) hours after receipt of order. | 100 | EA
C728 | PRESSURE WASHING | Provide pressure washing services for exterior building surfaces. The equipment pressure requirements (PSI) shall be determined by the necessity of the surface to be cleaned. Typically this item will be used, but not limited to, cleaning of concrete sidewalks, walkways, steps, ship piers and building exterior finishes such as brick, vinyl, wood, concrete, stucco, EIFS (Exterior Insulation Finishing System). This will also include the cleaning of areas around trash dumpsters. When necessary, the contractor shall also be required to use approved cleaning chemicals that can be dispensed along with the pressure washing process. The Contractor will be permitted to use the most convenient fresh water source located at the work site as directed by the KO. The Contractor shall be required to provide sufficient non-metallic water hoses to reach the water source. Work shall be completed within three calendar days after receipt of order. | 50000 | SF
C729 | EMERGENCY CLEANING (Normal Working Hours) | The Contractor shall provide emergency cleaning services during normal working hours. Typical emergency cleaning services include clean-up and removal of water from various surfaces due to plumbing or building leaks, removal and clean up of broken ceiling tiles, broken glass, construction debris, dust, tracked in mud/grease etc. The Contractor shall provide drying fans and other equipment as needed to remove moisture from carpeting in a timely manner as to prevent mold growth and other damage associated with moisture problems. Services may also include cleanup and removal of human waste. This requirement will be noted on the order. The contractor shall perform the required clean-up services at the same level as required for similar types of services set forth in Spec. Item 3.1 of the Firm Fixed Price portion of the contract. The Contractor shall respond within 1 hour after receipt of order and shall proceed until all work is completed. Services shall be ordered by the SF. Areas to be cleaned will be measured by the Government and confirmed by the Contractor. | 2000 | SF
C730 | EMERGENCY CLEANING (Other Than Normal Working Hours) | The Contractor shall provide emergency cleaning services during other than normal working hours. Typical emergency cleaning services include clean-up and removal of water from various surfaces due to plumbing or building leaks, removal and clean up of broken ceiling tiles, broken glass, construction debris, dust, tracked in mud/grease etc. The Contractor shall provide drying fans and other equipment as needed to remove the moisture from carpeting in a timely manner as to prevent mold growth and other damage associated with moisture problems. Services may also include cleanup and removal of human waste. This requirement will be noted on the order. The contractor shall perform the required clean-up services at the same level as required for similar types of services set forth in Spec. Item 3.1 of the Firm Fixed Price portion of the contract. The Contractor shall respond within 4 hours after receipt of order and shall proceed until all work is completed. Services shall be ordered by the SF. Areas to be cleaned will be measured by the Government and confirmed by the Contractor. | 1000 | SF
C731 | Disinfection of Frequently Touched Surfaces in Common Areas (Daily service for 30 day period) | The Contractor shall clean and disinfect fequently touched surfaces in common areas to ensure surfaces are clean, sanitary, and free of potentially infectious materials. The Contractor shall perform this task daily for a period of 30 days. The Contractor shall clean and disinfect all frequently touched surfaces in common areas (including lunch/break rooms), e.g., cabinets, chairs, copiers, countertops, doors, doorknobs, handrails, elevator touch pads, ice machines, keyboards, light switches, microwave ovens, monitors, phones, printers, refrigerators, shelving, shredders, tabletops, and vending machines. Common Areas include areas such as entryways, hallways, lobbies, lunch/break rooms, reception areas, waiting rooms, conference rooms, elevators, and stairwells. >> Surfaces shall be cleaned prior to disinfection, as instructed on the disinfectant manufacturer’s label. The Contractor shall ensure adequate contact time for effective disinfection. Cleaning agents used shall be EPA Approved for use against COVID-19. A list of EPA Approved products is available at https://www.epa.gov/pesticide-registration/list-n-disinfectants-use-against-sars-cov-2 or https://www.americanchemistry.com/Novel-Coronavirus-Fighting-Products-List.pdf. | 4614654 | SF
C732 | Unit Priced Labor Work - MUST BE NEGOTIATED BY KO. | Provide labor to perform all Unit Priced Labor work subject to the Service Contract Act per the scope and delivery schedule specified in the order. | 50 | HR
C733 | Unit Priced Labor Work - MUST BE NEGOTIATED BY KO. | Provide labor to perform all Unit Priced Labor work subject to the Collective Bargaining Agreement per the scope and delivery schedule specified in the order. | 50 | HR
C734 | Material Costs- MUST BE NEGOTIATED BY KO. | Provide all materials and equipment to perform Unit Priced Labor work per the scope and delivery schedule specified in the order. | 35000 | EA | 1 | 35000
TOTAL NON-RECURRING

## Recurring 3rd Option Period
ATTACHMENT J-0200000-09
EXHIBIT LINE ITEM NUMBERS
SOLICITATION/CONTRACT N40085-26-R-0065
EXHIBIT D
Line Item 0007 Recurring Work Price - 3rd Option Period
PROVIDE PRICES TO PERFORM CUSTODIAL SERVICES - RECURRING WORK - IN ACCORDANCE WITH SECTION C, SPEC ITEM 3
ELINs D001 through D033
ELIN / Sub ELIN | Description | Quantity | Unit of Issue | Unit Price | Total
D001 | Regional Norfolk
D001AA | Prestige Area Service | 12 | MO
D001AB | Standard Service | 12 | MO
D001AC | Standard Service (7 W) | 12 | MO
D001AD | Service Class B | 12 | MO
D001AE | Mandated Servicws for Child Youth Program Facilities | 12 | MO
D001AF | Mandated Servicws for Child Youth Program Facilities (7W) | 12 | MO
D001AG | Reserved for Future Use
D001AH | Reserved for Future Use
D002 | Regional Norfolk Off Base
D002AA | Prestige Area Service | 12 | MO
D002AB | Standard Service | 12 | MO
D002AC | Standard Service (7 W) | 12 | MO
D002AD | Service Class C | 12 | MO
D002AE | Mandated Servicws for Child Youth Program Facilities | 12 | MO
D002AF | Reserved for Future Use
D002AG | Reserved for Future Use
D003 | CMIO
D003AA | Standard Service | 12 | MO
D003AB | Reserved for Future Use
D003AC | Reserved for Future Use
D004 | Defense Courier
D004AA | Standard Service | 12 | MO
D004AB | Reserved for Future Use
D004AC | Reserved for Future Use
D005 | MEDCEN
D005AA | Standard Service | 12 | MO
D005AB | Reserved for Future Use
D005AC | Reserved for Future Use
D006 | DDC,DDNV(DLA)
D006AA | Standard Service | 12 | MO
D006AB | Service Class B | 12 | MO
D006AC | Reserved for Future Use
D006AD | Reserved for Future Use
D007 | DRMS
D007AA | Standard Service | 12 | MO
D007AB | Reserved for Future Use
D007AC | Reserved for Future Use
D008 | UWDC
D008AA | Standard Service | 12 | MO
D008AB | Reserved for Future Use
D008AC | Reserved for Future Use
D009 | FLC
D009AA | Standard Service | 12 | MO
D009AB | Reserved for Future Use
D009AC | Reserved for Future Use
D010 | NSSA
D010AA | Standard Service | 12 | MO
D010AB | Reserved for Future Use
D010AC | Reserved for Future Use
D011 | MARFORLANT
D011AA | Standard Service | 12 | MO
D011AB | Service Class B | 12 | MO
D011AC | Reserved for Future Use
D011AD | Reserved for Future Use
D012 | NSWCCD
D012AA | Standard Service | 12 | MO
D012AB | Reserved for Future Use
D012AC | Reserved for Future Use
D013 | NAVAUDSVC
D013AA | Standard Service | 12 | MO
D013AB | Reserved for Future Use
D013AC | Reserved for Future Use
D014 | CHNFO
D014AA | Standard Service | 12 | MO
D014AB | Reserved for Future Use
D014AC | Reserved for Future Use
D015 | FRCMA VRT
D015AA | Standard Service | 12 | MO
D015AB | Reserved for Future Use
D015AC | Reserved for Future Use
D016 | NELODET
D016AA | Standard Service | 12 | MO
D016AB | Reserved for Future Use
D016AC | Reserved for Future Use
D017 | NOSSA
D017AA | Standard Service | 12 | MO
D017AB | Reserved for Future Use
D017AC | Reserved for Future Use
D018 | NAVFAC MIDLANT PW
D018AA | Standard Service | 12 | MO
D018AB | Reserved for Future Use
D018AC | Reserved for Future Use
D019 | NSWCDL
D019AA | Standard Service | 12 | MO
D019AB | Reserved for Future Use
D019AC | Reserved for Future Use
D020 | NEPMU2
D020AA | Standard Service | 12 | MO
D020AB | Reserved for Future Use
D020AC | Reserved for Future Use
D021 | NIWC
D021AA | Standard Service | 12 | MO
D021AB | Reserved for Future Use
D021AC | Reserved for Future Use
D022 | MSC
D022AA | Prestige Area Service | 12 | MO
D022AB | Standard Service | 12 | MO
D022AC | Service Class B | 12 | MO
D022AD | Reserved for Future Use
D022AE | Reserved for Future Use
D023 | DAU
D023AA | Standard Service | 12 | MO
D023AB | Reserved for Future Use
D023AC | Reserved for Future Use
D024 | NAWCAD
D024AA | Standard Service | 12 | MO
D024AB | Reserved for Future Use
D024AC | Reserved for Future Use
D025 | NAVSEA
D025AA | Standard Service | 12 | MO
D025AB | Reserved for Future Use
D025AC | Reserved for Future Use
D026 | HOUSINF OFF BASE
D026AA | Standard Service | 12 | MO
D026AB | Reserved for Future Use
D026AC | Reserved for Future Use
D027 | UNACCOMP HOUSING
D027AA | Standard Service | 12 | MO
D027AB | Standard Service (7 W) | 12 | MO
D027AC | Reserved for Future Use
D027AD | Reserved for Future Use
D028 | NCIS
D028AA | Standard Service | 12 | MO
D028AB | Reserved for Future Use
D028AC | Reserved for Future Use
D029 | NMOTC
D029AA | Standard Service | 12 | MO
D029AB | Reserved for Future Use
D029AC | Reserved for Future Use
D030 | SWOS
D030AA | Prestige Area Service | 12 | MO
D030AB | Reserved for Future Use
D030AC | Reserved for Future Use
D031 | NSWC CARDEROCK
D031AA | Standard Service | 12 | MO
D031AB | Reserved for Future Use
D031AC | Reserved for Future Use
D032 | DLA info
D032AA | Standard Service | 12 | MO
D032AB | Reserved for Future Use
D032AC | Reserved for Future Use
D033 | NSWC PH
D033AA | Standard Service | 12 | MO
D033AB | Reserved for Future Use
D033AC | Reserved for Future Use
TOTAL RECURRING WORK

## Non-Recurring 3rd Option Period
ATTACHMENT J-0200000-09
EXHIBIT LINE ITEM NUMBERS
SOLICITATION/CONTRACT N40085-26-R-0065
EXHIBIT D
Line Item 0008 Non-Recurring Work - 3rd Option Period
PROVIDE PRICES FOR CUSTODIAL SERVICES - NON-RECURRING WORK - IN ACCORDANCE WITH SECTION C, SPEC ITEM 4
ELINs D700 through D734
ELIN | Product Name (120 Characters) | Description Extended | Estimated Quantity | Unit of Issue | Unit Price | Extended Price
D700 | VACUUM CARPETS / RUGS | The Contractor vacuums carpeted areas, rugs, and walk-off mats until they are free of all loose soil, debris, lint, dust, dirt, grit, ashes, staples, paper clips, and other foreign matter. If walk off mats are present on a carpeted floor, remove mat, vacuum where it was laying, replace mat to original location and vacuum the mat. Work shall be completed within three calendar days after receipt of order. | 100000 | SF
D701 | SWEEP / DUST MOP FLOORS | The Contractor sweeps and dust mops so as to present a clean orderly soil free appearance with no loose dirt, hardened dirt, dust, smears, streaks, paper, trash, or other debris. Work shall be completed within three calendar days after receipt of order. | 100000 | SF
D702 | STRIPPING / REWAXING | The Contractor sweeps or dust mops and strips resilient flooring to remove all built-up wax and imbedded dirt prior to rewaxing. After application of wax, the Contractor buffs floors or floor areas (if required) sufficiently for maximum gloss and uniform sheen from wall to wall, including corners. The Contractor ensures that the re-waxed floor presents a clean appearance free from scuff marks or dirt smears. Work shall be completed within four calendar days after receipt of order. | 40000 | SF
D703 | DAMP / WET MOPPING | The Contractor wet mops uncarpeted areas with approved cleaning solutions. The detergent cleaner must adhere to environmental and natural resource conservation requirements. Floors must be damp mopped to present a uniform appearance free of streaks, swirl marks, detergent residue or evidence of soils stain, film, debris, standing water, or mop strands. Work shall be completed within four calendar days after receipt of order. | 30000 | SF
D704 | FLOOR FINISH | The Contractor sweeps, or just mops floors, then wet mops the same area, and after drying applies floor finish for equal and complete distribution throughout the entire floor area. A uniform gloss without swirles or debris is expected. Work shall be completed within three calendar days after receipt of order. | 30000 | SF
D705 | SPRAY BUFFING | The Contractor sweeps, dust mops, wet mops, sprays area with a buffing solution, buffs the floor area to a uniform floss leaving a equal and complete distribution throughout the entire floor area. Work shall be completed within three calendar days after receipt of order. | 30000 | SF
D706 | CARPET / RUG SHAMPOO | Prior to shampooing by the water extraction method, the Contractor vacuums rugs and carpets free o f all loose soil and debris. The Contractor shampoos carpets and rugs free of streaks, spots, and stains, and restores the carpet or rug to a bright uniform color. After the carpet or rug dries, the Contractor returns furniture or other equipment to their original positions. Work shall be completed within four calendar days after receipt of order. | 200000 | SF
D707 | ROOM CLEANING | The Contractor cleans all parts of the room surface up to a maximum height or 10 feet. Wood surfaces are to be polished, upholstered furniture will be vacuumed, both sides of doors are included. Marker board, chalkboards, chalk trays, and erasers, all interior glass, plexiglass, glass lights located in walls, glass doors, glass wall, glass partitions, etc. will be cleaned. Work shall be completed within four calendar days after receipt of order. | 60000 | SF
D708 | REST ROOM CLEANING | The Contractor cleans rest rooms so that everything within the room is free from soil, stains, and odors. The appearance is clean, polished, and sanitary. Work shall be completed within two calendar days after receipt of order. | 100000 | SF
D709 | REST ROOMS SERVICE | The Contractor shall fill dispensers and holders with rest room supplies to their maximum capacity. Hand soaps shall be antibacterial, and rubber mat urinal screens shall be dated. The Contracting Officer will be notified if holder, or dispensers are damaged. Work shall be completed within two calendar days after receipt of order. | 100000 | SF
D710 | CLEANING LIGHT FIXTURES | Globes, reflectors, covers, diffusers, and plastic side panels shall be removed and washed. After cleaning and reassembling, light fixtures shall be free of bugs, dirt, dust, streaks, grease, and other foreign matter. Work shall be completed within three calendar days after receipt of order. | 1000 | SF
D711 | HIGH DUSTING/ CLEANING | The Contractor removes all dust, lint, litter, from vertical and horizontal surfaces above 10'-0" from floor level, including overhead piping. Light fixtures, and ceiling areas. Contractor ensures walls are free of bugs, cobwebs, and loose dirt. Work shall be completed within three calendar days after receipt of order. | 100000 | SF
D712 | TRASH REMOVAL - INTERIOR | The Contractor empties all trash from receptacles, boxes, cartons within offices and corridors, ect. which are properly marked "trash" and dumps the trash in the closest empty dumpster. Clear plastic liners will be installed on each receptacle. Work shall be completed within three calendar days after receipt of order. | 150000 | SF
D713 | TRASH REMOVAL - EXTERIOR | The Contractor empties all trash from exterior containers up to 55 gallon, and picks-up loose trash within 10 foot around each container. Dump the trash in the closest empty dumpster Work shall be completed within three calendar days after receipt of order. | 2000 | EA
D714 | CLEAN DRINKING FOUNTAIN | The Contractor cleans fountain tops, spouts, plumbing, hardware, and cabinet sides with a disinfectant approved for drinking fountains. Drinking fountains shall present a clean appearance free of soil, markings, stains, streaks, and watermarks. Work shall be completed within three calendar days after receipt of order. | 1000 | EA
D715 | INTERIOR GLASS CLEANING | The Contractor thoroughly cleans all interior glass surfaces, window frames, sills, and sashes. The Contractor removes all adjacent surfaces wiped dry. The Contractor removes all paint, putty, film, and foreign matter found on glass surfaces. Work shall be completed within three calendar days after receipt of order. | 150000 | SF
D716 | EXTERIOR GLASS CLEANING | The Contractor thoroughly cleans all exterior glass surfaces, window frames, sills, and sashes, from the ground line up to and including the second floor to be free of streaks and stains, and wiped dry. The Contractor removes all paint, putty, film, and foreign matter found on glass surfaces. Where storm windows exist, the contractor cleans both sides of the storm window and the outside of the inner glass. Work shall be completed within three calendar days after receipt of order. | 150000 | SF
D717 | CLEANING WINDOW BLINDS | The Contractor removes and cleans window blinds free of all dust and embedded dirt, and re-hangs the blinds in working order. Work shall be completed within three calendar days after receipt of order. | 2500 | EA
D718 | EXTERIOR SWEEPING / POLICING | The Contractor sweeps/polices exterior areas to present a clean condition free from loose dirt, trash, and debris. Bag all that was sweeped/policed and dump it in the nearest empty container. Work shall be completed within three calendar days after receipt of order. | 10000 | SF
D719 | HOSE OFF EXTERIOR PORCHES, WALKS AND STEPS | The Contractor hoses off front and rear porch areas and connecting steps to remove dirt, debris and leaves. Work shall be completed within three calendar days after receipt of order. | 10000 | SF
D720 | CLEAN UNDERNEATH RAISED COMPUTER FLOORS | The Contractor removes sufficient floor tiles and vacuums all exposed wires and floor area. Tiles will be reset when work is complete. Work shall be completed within three calendar days after receipt of order. | 10000 | SF
D721 | CLEAN PARK BENCHES | The Contractor cleans park benches to remove dirt, leaves and other matter so the benches look clean and not unsightly. Work shall be completed within three calendar days after receipt of order. | 100 | EA
D722 | UPHOLSTERED FURNITURE CLEANING | The Contractor cleans upholstered furniture so they are free of loose soil, debris, lint, dust, and other matter. All spots and stains will be cleaned in the process. Work shall be completed within three calendar days after receipt of order. | 5000 | SF
D723 | REMOVING SNOW AND ICE | The Contractor removes snow and ice from those building walks ad entrances so that these areas are clean and safe for pedestrian traffic, and maintains the areas free of snow and ice until 1800. The Contractor does not deposit shoveled/blown snow and ice on common sidewalks being cleared by other station activities under any circumstances. Work shall be completed within three calendar days after receipt of order. | 5000 | SF
D724 | CLEANING OF VENTILATION DIFFUSERS, GRILLES, AND VENTS | Provide cleaning of ventilation diffusers, grilles and vents by wiping with clean, cloth towels and if necessary the Contracctor shall incorporate the use of approved solvents and cleaners to obtain the desired results. The cleaning process shall remove all exterior dirt, dust and other unwanted materials. The finished surfaces shall not be damage or scratched as a result of the cleaning process. Work shall be completed within three calendar days after receipt of order. | 1000 | SF
D725 | WATER EXTRACTION | The Contractor shall remove water from interior building surfaces where flooding has occurred due to pipe leaks, roof leaks, toilet overflow, and other various sources of water intrusion. The interior building surfaces include all floor finishes. Removal of water shall be performed in the most expeditious manner, by manual or mechanical means. The Contractor shall respond within four (4) hours of the order to proceed and work until the water is removed. The Contractor shall provide drying fans in conjunction with water removal from all carpeted surfaces and other surfaces as directed by the Contracting Officer. The Contractor shall respond and be onsite ready to begin work within four hours after notice to proceed. Work shall be completed within three calendar days. | 10000 | SF
D726 | MOLD CLEANING | Provide mold cleaning and removal (mold growth, mold stains, mold odors) from wood and other cellulose-based building materials such as OSB board, drywall, plaster, plywood, and ceiling tile as well as concrete and masonry surfaces such as bricks, blocks, and poured concrete walls and floors. Other surfaces may include pipe insulation and heating, ventilation, air conditioning (HVAC) insulation and ductwork surfaces. The locations include interior building surfaces such as offices, mechanical equipment rooms, crawl spaces, above suspended ceiling surfaces. All cleaning methods and materials shall be in conformance with existing enviromental regulations and procedures. Work shall be completed within three calendar days after receipt of order. | 5000 | SF
D727 | PROVIDE AND OPERATE AIR SCRUBBERS FOR MOLD CLEANING OPERATIONS | The Contractor shall provide air scrubber equipment when requested. A typical air scrubber includes a blower assembly complete with HEPA filter, activated carbon filters and may include a germicidal UV-C light. Air scrubbers are approved for use in removal of asbestos, lead, chemical fumes and biological contaminants. Each order shall require the operation of one air scrubber for a period of twenty-four (24) continuous hours of use. the Contractor shall provide power cords required to reach the nearest power outlet. The Contracting Officer may request the relocation of the air scrubber equipment within the same 24 hour period and at no additional cost to the Government. Relocation is defined as "an adjacent or adjoining room on the same floor of the building." The Contractor shall place the equipment within eight (8) hours after receipt of order. | 100 | EA
D728 | PRESSURE WASHING | Provide pressure washing services for exterior building surfaces. The equipment pressure requirements (PSI) shall be determined by the necessity of the surface to be cleaned. Typically this item will be used, but not limited to, cleaning of concrete sidewalks, walkways, steps, ship piers and building exterior finishes such as brick, vinyl, wood, concrete, stucco, EIFS (Exterior Insulation Finishing System). This will also include the cleaning of areas around trash dumpsters. When necessary, the contractor shall also be required to use approved cleaning chemicals that can be dispensed along with the pressure washing process. The Contractor will be permitted to use the most convenient fresh water source located at the work site as directed by the KO. The Contractor shall be required to provide sufficient non-metallic water hoses to reach the water source. Work shall be completed within three calendar days after receipt of order. | 50000 | SF
D729 | EMERGENCY CLEANING (Normal Working Hours) | The Contractor shall provide emergency cleaning services during normal working hours. Typical emergency cleaning services include clean-up and removal of water from various surfaces due to plumbing or building leaks, removal and clean up of broken ceiling tiles, broken glass, construction debris, dust, tracked in mud/grease etc. The Contractor shall provide drying fans and other equipment as needed to remove moisture from carpeting in a timely manner as to prevent mold growth and other damage associated with moisture problems. Services may also include cleanup and removal of human waste. This requirement will be noted on the order. The contractor shall perform the required clean-up services at the same level as required for similar types of services set forth in Spec. Item 3.1 of the Firm Fixed Price portion of the contract. The Contractor shall respond within 1 hour after receipt of order and shall proceed until all work is completed. Services shall be ordered by the SF. Areas to be cleaned will be measured by the Government and confirmed by the Contractor. | 2000 | SF
D730 | EMERGENCY CLEANING (Other Than Normal Working Hours) | The Contractor shall provide emergency cleaning services during other than normal working hours. Typical emergency cleaning services include clean-up and removal of water from various surfaces due to plumbing or building leaks, removal and clean up of broken ceiling tiles, broken glass, construction debris, dust, tracked in mud/grease etc. The Contractor shall provide drying fans and other equipment as needed to remove the moisture from carpeting in a timely manner as to prevent mold growth and other damage associated with moisture problems. Services may also include cleanup and removal of human waste. This requirement will be noted on the order. The contractor shall perform the required clean-up services at the same level as required for similar types of services set forth in Spec. Item 3.1 of the Firm Fixed Price portion of the contract. The Contractor shall respond within 4 hours after receipt of order and shall proceed until all work is completed. Services shall be ordered by the SF. Areas to be cleaned will be measured by the Government and confirmed by the Contractor. | 1000 | SF
D731 | Disinfection of Frequently Touched Surfaces in Common Areas (Daily service for 30 day period) | The Contractor shall clean and disinfect fequently touched surfaces in common areas to ensure surfaces are clean, sanitary, and free of potentially infectious materials. The Contractor shall perform this task daily for a period of 30 days. The Contractor shall clean and disinfect all frequently touched surfaces in common areas (including lunch/break rooms), e.g., cabinets, chairs, copiers, countertops, doors, doorknobs, handrails, elevator touch pads, ice machines, keyboards, light switches, microwave ovens, monitors, phones, printers, refrigerators, shelving, shredders, tabletops, and vending machines. Common Areas include areas such as entryways, hallways, lobbies, lunch/break rooms, reception areas, waiting rooms, conference rooms, elevators, and stairwells. >> Surfaces shall be cleaned prior to disinfection, as instructed on the disinfectant manufacturer’s label. The Contractor shall ensure adequate contact time for effective disinfection. Cleaning agents used shall be EPA Approved for use against COVID-19. A list of EPA Approved products is available at https://www.epa.gov/pesticide-registration/list-n-disinfectants-use-against-sars-cov-2 or https://www.americanchemistry.com/Novel-Coronavirus-Fighting-Products-List.pdf. | 4614654 | SF
D732 | Unit Priced Labor Work - MUST BE NEGOTIATED BY KO. | Provide labor to perform all Unit Priced Labor work subject to the Service Contract Act per the scope and delivery schedule specified in the order. | 50 | HR
D733 | Unit Priced Labor Work - MUST BE NEGOTIATED BY KO. | Provide labor to perform all Unit Priced Labor work subject to the Collective Bargaining Agreement per the scope and delivery schedule specified in the order. | 50 | HR
D734 | Material Costs- MUST BE NEGOTIATED BY KO. | Provide all materials and equipment to perform Unit Priced Labor work per the scope and delivery schedule specified in the order. | 35000 | EA | 1 | 35000
TOTAL NON-RECURRING

## Recurring 4th Option Period
ATTACHMENT J-0200000-09
EXHIBIT LINE ITEM NUMBERS
SOLICITATION/CONTRACT N40085-26-R-0065
EXHIBIT E
Line Item 0009 Recurring Work Price - 4th Option Period
PROVIDE PRICES TO PERFORM CUSTODIAL SERVICES - RECURRING WORK - IN ACCORDANCE WITH SECTION C, SPEC ITEM 3
ELINs E001 through E033
ELIN / Sub ELIN | Description | Quantity | Unit of Issue | Unit Price | Total
E001 | Regional Norfolk
E001AA | Prestige Area Service | 12 | MO
E001AB | Standard Service | 12 | MO
E001AC | Standard Service (7 W) | 12 | MO
E001AD | Service Class B | 12 | MO
E001AE | Mandated Servicws for Child Youth Program Facilities | 12 | MO
E001AF | Mandated Servicws for Child Youth Program Facilities (7W) | 12 | MO
E001AG | Reserved for Future Use
E001AH | Reserved for Future Use
E002 | Regional Norfolk Off Base
E002AA | Prestige Area Service | 12 | MO
E002AB | Standard Service | 12 | MO
E002AC | Standard Service (7 W) | 12 | MO
E002AD | Service Class C | 12 | MO
E002AE | Mandated Servicws for Child Youth Program Facilities | 12 | MO
E002AF | Reserved for Future Use
E002AG | Reserved for Future Use
E003 | CMIO
E003AA | Standard Service | 12 | MO
E003AB | Reserved for Future Use
E003AC | Reserved for Future Use
E004 | Defense Courier
E004AA | Standard Service | 12 | MO
E004AB | Reserved for Future Use
E004AC | Reserved for Future Use
E005 | MEDCEN
E005AA | Standard Service | 12 | MO
E005AB | Reserved for Future Use
E005AC | Reserved for Future Use
E006 | DDC,DDNV(DLA)
E006AA | Standard Service | 12 | MO
E006AB | Service Class B | 12 | MO
E006AC | Reserved for Future Use
E006AD | Reserved for Future Use
E007 | DRMS
E007AA | Standard Service | 12 | MO
E007AB | Reserved for Future Use
E007AC | Reserved for Future Use
E008 | UWDC
E008AA | Standard Service | 12 | MO
E008AB | Reserved for Future Use
E008AC | Reserved for Future Use
E009 | FLC
E009AA | Standard Service | 12 | MO
E009AB | Reserved for Future Use
E009AC | Reserved for Future Use
E010 | NSSA
E010AA | Standard Service | 12 | MO
E010AB | Reserved for Future Use
E010AC | Reserved for Future Use
E011 | MARFORLANT
E011AA | Standard Service | 12 | MO
E011AB | Service Class B | 12 | MO
E011AC | Reserved for Future Use
E011AD | Reserved for Future Use
E012 | NSWCCD
E012AA | Standard Service | 12 | MO
E012AB | Reserved for Future Use
E012AC | Reserved for Future Use
E013 | NAVAUDSVC
E013AA | Standard Service | 12 | MO
E013AB | Reserved for Future Use
E013AC | Reserved for Future Use
E014 | CHNFO
E014AA | Standard Service | 12 | MO
E014AB | Reserved for Future Use
E014AC | Reserved for Future Use
E015 | FRCMA VRT
E015AA | Standard Service | 12 | MO
E015AB | Reserved for Future Use
E015AC | Reserved for Future Use
E016 | NELODET
E016AA | Standard Service | 12 | MO
E016AB | Reserved for Future Use
E016AC | Reserved for Future Use
E017 | NOSSA
E017AA | Standard Service | 12 | MO
E017AB | Reserved for Future Use
E017AC | Reserved for Future Use
E018 | NAVFAC MIDLANT PW
E018AA | Standard Service | 12 | MO
E018AB | Reserved for Future Use
E018AC | Reserved for Future Use
E019 | NSWCDL
E019AA | Standard Service | 12 | MO
E019AB | Reserved for Future Use
E019AC | Reserved for Future Use
E020 | NEPMU2
E020AA | Standard Service | 12 | MO
E020AB | Reserved for Future Use
E020AC | Reserved for Future Use
E021 | NIWC
E021AA | Standard Service | 12 | MO
E021AB | Reserved for Future Use
E021AC | Reserved for Future Use
E022 | MSC
E022AA | Prestige Area Service | 12 | MO
E022AB | Standard Service | 12 | MO
E022AC | Service Class B | 12 | MO
E022AD | Reserved for Future Use
E022AE | Reserved for Future Use
E023 | DAU
E023AA | Standard Service | 12 | MO
E023AB | Reserved for Future Use
E023AC | Reserved for Future Use
E024 | NAWCAD
E024AA | Standard Service | 12 | MO
E024AB | Reserved for Future Use
E024AC | Reserved for Future Use
E025 | NAVSEA
E025AA | Standard Service | 12 | MO
E025AB | Reserved for Future Use
E025AC | Reserved for Future Use
E026 | HOUSINF OFF BASE
E026AA | Standard Service | 12 | MO
E026AB | Reserved for Future Use
E026AC | Reserved for Future Use
E027 | UNACCOMP HOUSING
E027AA | Standard Service | 12 | MO
E027AB | Standard Service (7 W) | 12 | MO
E027AC | Reserved for Future Use
E027AD | Reserved for Future Use
E028 | NCIS
E028AA | Standard Service | 12 | MO
E028AB | Reserved for Future Use
E028AC | Reserved for Future Use
E029 | NMOTC
E029AA | Standard Service | 12 | MO
E029AB | Reserved for Future Use
E029AC | Reserved for Future Use
E030 | SWOS
E030AA | Prestige Area Service | 12 | MO
E030AB | Reserved for Future Use
E030AC | Reserved for Future Use
E031 | NSWC CARDEROCK
E031AA | Standard Service | 12 | MO
E031AB | Reserved for Future Use
E031AC | Reserved for Future Use
E032 | DLA info
E032AA | Standard Service | 12 | MO
E032AB | Reserved for Future Use
E032AC | Reserved for Future Use
E033 | NSWC PH
E033AA | Standard Service | 12 | MO
E033AB | Reserved for Future Use
E033AC | Reserved for Future Use
TOTAL RECURRING WORK

## Non-Recurring 4th Option Period
ATTACHMENT J-0200000-09
EXHIBIT LINE ITEM NUMBERS
SOLICITATION/CONTRACT N40085-26-R-0065
EXHIBIT E
Line Item 0010 Non-Recurring Work - 4th Option Period
PROVIDE PRICES FOR CUSTODIAL SERVICES - NON-RECURRING WORK - IN ACCORDANCE WITH SECTION C, SPEC ITEM 4
ELINs E700 through E734
ELIN | Product Name (120 Characters) | Description Extended | Estimated Quantity | Unit of Issue | Unit Price | Extended Price
E700 | VACUUM CARPETS / RUGS | The Contractor vacuums carpeted areas, rugs, and walk-off mats until they are free of all loose soil, debris, lint, dust, dirt, grit, ashes, staples, paper clips, and other foreign matter. If walk off mats are present on a carpeted floor, remove mat, vacuum where it was laying, replace mat to original location and vacuum the mat. Work shall be completed within three calendar days after receipt of order. | 100000 | SF
E701 | SWEEP / DUST MOP FLOORS | The Contractor sweeps and dust mops so as to present a clean orderly soil free appearance with no loose dirt, hardened dirt, dust, smears, streaks, paper, trash, or other debris. Work shall be completed within three calendar days after receipt of order. | 100000 | SF
E702 | STRIPPING / REWAXING | The Contractor sweeps or dust mops and strips resilient flooring to remove all built-up wax and imbedded dirt prior to rewaxing. After application of wax, the Contractor buffs floors or floor areas (if required) sufficiently for maximum gloss and uniform sheen from wall to wall, including corners. The Contractor ensures that the re-waxed floor presents a clean appearance free from scuff marks or dirt smears. Work shall be completed within four calendar days after receipt of order. | 40000 | SF
E703 | DAMP / WET MOPPING | The Contractor wet mops uncarpeted areas with approved cleaning solutions. The detergent cleaner must adhere to environmental and natural resource conservation requirements. Floors must be damp mopped to present a uniform appearance free of streaks, swirl marks, detergent residue or evidence of soils stain, film, debris, standing water, or mop strands. Work shall be completed within four calendar days after receipt of order. | 30000 | SF
E704 | FLOOR FINISH | The Contractor sweeps, or just mops floors, then wet mops the same area, and after drying applies floor finish for equal and complete distribution throughout the entire floor area. A uniform gloss without swirles or debris is expected. Work shall be completed within three calendar days after receipt of order. | 30000 | SF
E705 | SPRAY BUFFING | The Contractor sweeps, dust mops, wet mops, sprays area with a buffing solution, buffs the floor area to a uniform floss leaving a equal and complete distribution throughout the entire floor area. Work shall be completed within three calendar days after receipt of order. | 30000 | SF
E706 | CARPET / RUG SHAMPOO | Prior to shampooing by the water extraction method, the Contractor vacuums rugs and carpets free o f all loose soil and debris. The Contractor shampoos carpets and rugs free of streaks, spots, and stains, and restores the carpet or rug to a bright uniform color. After the carpet or rug dries, the Contractor returns furniture or other equipment to their original positions. Work shall be completed within four calendar days after receipt of order. | 200000 | SF
E707 | ROOM CLEANING | The Contractor cleans all parts of the room surface up to a maximum height or 10 feet. Wood surfaces are to be polished, upholstered furniture will be vacuumed, both sides of doors are included. Marker board, chalkboards, chalk trays, and erasers, all interior glass, plexiglass, glass lights located in walls, glass doors, glass wall, glass partitions, etc. will be cleaned. Work shall be completed within four calendar days after receipt of order. | 60000 | SF
E708 | REST ROOM CLEANING | The Contractor cleans rest rooms so that everything within the room is free from soil, stains, and odors. The appearance is clean, polished, and sanitary. Work shall be completed within two calendar days after receipt of order. | 100000 | SF
E709 | REST ROOMS SERVICE | The Contractor shall fill dispensers and holders with rest room supplies to their maximum capacity. Hand soaps shall be antibacterial, and rubber mat urinal screens shall be dated. The Contracting Officer will be notified if holder, or dispensers are damaged. Work shall be completed within two calendar days after receipt of order. | 100000 | SF
E710 | CLEANING LIGHT FIXTURES | Globes, reflectors, covers, diffusers, and plastic side panels shall be removed and washed. After cleaning and reassembling, light fixtures shall be free of bugs, dirt, dust, streaks, grease, and other foreign matter. Work shall be completed within three calendar days after receipt of order. | 1000 | SF
E711 | HIGH DUSTING/ CLEANING | The Contractor removes all dust, lint, litter, from vertical and horizontal surfaces above 10'-0" from floor level, including overhead piping. Light fixtures, and ceiling areas. Contractor ensures walls are free of bugs, cobwebs, and loose dirt. Work shall be completed within three calendar days after receipt of order. | 100000 | SF
E712 | TRASH REMOVAL - INTERIOR | The Contractor empties all trash from receptacles, boxes, cartons within offices and corridors, ect. which are properly marked "trash" and dumps the trash in the closest empty dumpster. Clear plastic liners will be installed on each receptacle. Work shall be completed within three calendar days after receipt of order. | 150000 | SF
E713 | TRASH REMOVAL - EXTERIOR | The Contractor empties all trash from exterior containers up to 55 gallon, and picks-up loose trash within 10 foot around each container. Dump the trash in the closest empty dumpster Work shall be completed within three calendar days after receipt of order. | 2000 | EA
E714 | CLEAN DRINKING FOUNTAIN | The Contractor cleans fountain tops, spouts, plumbing, hardware, and cabinet sides with a disinfectant approved for drinking fountains. Drinking fountains shall present a clean appearance free of soil, markings, stains, streaks, and watermarks. Work shall be completed within three calendar days after receipt of order. | 1000 | EA
E715 | INTERIOR GLASS CLEANING | The Contractor thoroughly cleans all interior glass surfaces, window frames, sills, and sashes. The Contractor removes all adjacent surfaces wiped dry. The Contractor removes all paint, putty, film, and foreign matter found on glass surfaces. Work shall be completed within three calendar days after receipt of order. | 150000 | SF
E716 | EXTERIOR GLASS CLEANING | The Contractor thoroughly cleans all exterior glass surfaces, window frames, sills, and sashes, from the ground line up to and including the second floor to be free of streaks and stains, and wiped dry. The Contractor removes all paint, putty, film, and foreign matter found on glass surfaces. Where storm windows exist, the contractor cleans both sides of the storm window and the outside of the inner glass. Work shall be completed within three calendar days after receipt of order. | 150000 | SF
E717 | CLEANING WINDOW BLINDS | The Contractor removes and cleans window blinds free of all dust and embedded dirt, and re-hangs the blinds in working order. Work shall be completed within three calendar days after receipt of order. | 2500 | EA
E718 | EXTERIOR SWEEPING / POLICING | The Contractor sweeps/polices exterior areas to present a clean condition free from loose dirt, trash, and debris. Bag all that was sweeped/policed and dump it in the nearest empty container. Work shall be completed within three calendar days after receipt of order. | 10000 | SF
E719 | HOSE OFF EXTERIOR PORCHES, WALKS AND STEPS | The Contractor hoses off front and rear porch areas and connecting steps to remove dirt, debris and leaves. Work shall be completed within three calendar days after receipt of order. | 10000 | SF
E720 | CLEAN UNDERNEATH RAISED COMPUTER FLOORS | The Contractor removes sufficient floor tiles and vacuums all exposed wires and floor area. Tiles will be reset when work is complete. Work shall be completed within three calendar days after receipt of order. | 10000 | SF
E721 | CLEAN PARK BENCHES | The Contractor cleans park benches to remove dirt, leaves and other matter so the benches look clean and not unsightly. Work shall be completed within three calendar days after receipt of order. | 100 | EA
E722 | UPHOLSTERED FURNITURE CLEANING | The Contractor cleans upholstered furniture so they are free of loose soil, debris, lint, dust, and other matter. All spots and stains will be cleaned in the process. Work shall be completed within three calendar days after receipt of order. | 5000 | SF
E723 | REMOVING SNOW AND ICE | The Contractor removes snow and ice from those building walks ad entrances so that these areas are clean and safe for pedestrian traffic, and maintains the areas free of snow and ice until 1800. The Contractor does not deposit shoveled/blown snow and ice on common sidewalks being cleared by other station activities under any circumstances. Work shall be completed within three calendar days after receipt of order. | 5000 | SF
E724 | CLEANING OF VENTILATION DIFFUSERS, GRILLES, AND VENTS | Provide cleaning of ventilation diffusers, grilles and vents by wiping with clean, cloth towels and if necessary the Contracctor shall incorporate the use of approved solvents and cleaners to obtain the desired results. The cleaning process shall remove all exterior dirt, dust and other unwanted materials. The finished surfaces shall not be damage or scratched as a result of the cleaning process. Work shall be completed within three calendar days after receipt of order. | 1000 | SF
E725 | WATER EXTRACTION | The Contractor shall remove water from interior building surfaces where flooding has occurred due to pipe leaks, roof leaks, toilet overflow, and other various sources of water intrusion. The interior building surfaces include all floor finishes. Removal of water shall be performed in the most expeditious manner, by manual or mechanical means. The Contractor shall respond within four (4) hours of the order to proceed and work until the water is removed. The Contractor shall provide drying fans in conjunction with water removal from all carpeted surfaces and other surfaces as directed by the Contracting Officer. The Contractor shall respond and be onsite ready to begin work within four hours after notice to proceed. Work shall be completed within three calendar days. | 10000 | SF
E726 | MOLD CLEANING | Provide mold cleaning and removal (mold growth, mold stains, mold odors) from wood and other cellulose-based building materials such as OSB board, drywall, plaster, plywood, and ceiling tile as well as concrete and masonry surfaces such as bricks, blocks, and poured concrete walls and floors. Other surfaces may include pipe insulation and heating, ventilation, air conditioning (HVAC) insulation and ductwork surfaces. The locations include interior building surfaces such as offices, mechanical equipment rooms, crawl spaces, above suspended ceiling surfaces. All cleaning methods and materials shall be in conformance with existing enviromental regulations and procedures. Work shall be completed within three calendar days after receipt of order. | 5000 | SF
E727 | PROVIDE AND OPERATE AIR SCRUBBERS FOR MOLD CLEANING OPERATIONS | The Contractor shall provide air scrubber equipment when requested. A typical air scrubber includes a blower assembly complete with HEPA filter, activated carbon filters and may include a germicidal UV-C light. Air scrubbers are approved for use in removal of asbestos, lead, chemical fumes and biological contaminants. Each order shall require the operation of one air scrubber for a period of twenty-four (24) continuous hours of use. the Contractor shall provide power cords required to reach the nearest power outlet. The Contracting Officer may request the relocation of the air scrubber equipment within the same 24 hour period and at no additional cost to the Government. Relocation is defined as "an adjacent or adjoining room on the same floor of the building." The Contractor shall place the equipment within eight (8) hours after receipt of order. | 100 | EA
E728 | PRESSURE WASHING | Provide pressure washing services for exterior building surfaces. The equipment pressure requirements (PSI) shall be determined by the necessity of the surface to be cleaned. Typically this item will be used, but not limited to, cleaning of concrete sidewalks, walkways, steps, ship piers and building exterior finishes such as brick, vinyl, wood, concrete, stucco, EIFS (Exterior Insulation Finishing System). This will also include the cleaning of areas around trash dumpsters. When necessary, the contractor shall also be required to use approved cleaning chemicals that can be dispensed along with the pressure washing process. The Contractor will be permitted to use the most convenient fresh water source located at the work site as directed by the KO. The Contractor shall be required to provide sufficient non-metallic water hoses to reach the water source. Work shall be completed within three calendar days after receipt of order. | 50000 | SF
E729 | EMERGENCY CLEANING (Normal Working Hours) | The Contractor shall provide emergency cleaning services during normal working hours. Typical emergency cleaning services include clean-up and removal of water from various surfaces due to plumbing or building leaks, removal and clean up of broken ceiling tiles, broken glass, construction debris, dust, tracked in mud/grease etc. The Contractor shall provide drying fans and other equipment as needed to remove moisture from carpeting in a timely manner as to prevent mold growth and other damage associated with moisture problems. Services may also include cleanup and removal of human waste. This requirement will be noted on the order. The contractor shall perform the required clean-up services at the same level as required for similar types of services set forth in Spec. Item 3.1 of the Firm Fixed Price portion of the contract. The Contractor shall respond within 1 hour after receipt of order and shall proceed until all work is completed. Services shall be ordered by the SF. Areas to be cleaned will be measured by the Government and confirmed by the Contractor. | 2000 | SF
E730 | EMERGENCY CLEANING (Other Than Normal Working Hours) | The Contractor shall provide emergency cleaning services during other than normal working hours. Typical emergency cleaning services include clean-up and removal of water from various surfaces due to plumbing or building leaks, removal and clean up of broken ceiling tiles, broken glass, construction debris, dust, tracked in mud/grease etc. The Contractor shall provide drying fans and other equipment as needed to remove the moisture from carpeting in a timely manner as to prevent mold growth and other damage associated with moisture problems. Services may also include cleanup and removal of human waste. This requirement will be noted on the order. The contractor shall perform the required clean-up services at the same level as required for similar types of services set forth in Spec. Item 3.1 of the Firm Fixed Price portion of the contract. The Contractor shall respond within 4 hours after receipt of order and shall proceed until all work is completed. Services shall be ordered by the SF. Areas to be cleaned will be measured by the Government and confirmed by the Contractor. | 1000 | SF
E731 | Disinfection of Frequently Touched Surfaces in Common Areas (Daily service for 30 day period) | The Contractor shall clean and disinfect fequently touched surfaces in common areas to ensure surfaces are clean, sanitary, and free of potentially infectious materials. The Contractor shall perform this task daily for a period of 30 days. The Contractor shall clean and disinfect all frequently touched surfaces in common areas (including lunch/break rooms), e.g., cabinets, chairs, copiers, countertops, doors, doorknobs, handrails, elevator touch pads, ice machines, keyboards, light switches, microwave ovens, monitors, phones, printers, refrigerators, shelving, shredders, tabletops, and vending machines. Common Areas include areas such as entryways, hallways, lobbies, lunch/break rooms, reception areas, waiting rooms, conference rooms, elevators, and stairwells. >> Surfaces shall be cleaned prior to disinfection, as instructed on the disinfectant manufacturer’s label. The Contractor shall ensure adequate contact time for effective disinfection. Cleaning agents used shall be EPA Approved for use against COVID-19. A list of EPA Approved products is available at https://www.epa.gov/pesticide-registration/list-n-disinfectants-use-against-sars-cov-2 or https://www.americanchemistry.com/Novel-Coronavirus-Fighting-Products-List.pdf. | 4614654 | SF
E732 | Unit Priced Labor Work - MUST BE NEGOTIATED BY KO. | Provide labor to perform all Unit Priced Labor work subject to the Service Contract Act per the scope and delivery schedule specified in the order. | 50 | HR
E733 | Unit Priced Labor Work - MUST BE NEGOTIATED BY KO. | Provide labor to perform all Unit Priced Labor work subject to the Collective Bargaining Agreement per the scope and delivery schedule specified in the order. | 50 | HR
E734 | Material Costs- MUST BE NEGOTIATED BY KO. | Provide all materials and equipment to perform Unit Priced Labor work per the scope and delivery schedule specified in the order. | 35000 | EA | 1 | 35000
TOTAL NON-RECURRING

## Recurring 5th Option Period
ATTACHMENT J-0200000-09
EXHIBIT LINE ITEM NUMBERS
SOLICITATION/CONTRACT N40085-26-R-0065
EXHIBIT F
Line Item 0011 Recurring Work Price - 5th Option Period
PROVIDE PRICES TO PERFORM CUSTODIAL SERVICES - RECURRING WORK - IN ACCORDANCE WITH SECTION C, SPEC ITEM 3
ELINs F001 through F033
ELIN / Sub ELIN | Description | Quantity | Unit of Issue | Unit Price | Total
F001 | Regional Norfolk
F001AA | Prestige Area Service | 6 | MO
F001AB | Standard Service | 6 | MO
F001AC | Standard Service (7 W) | 6 | MO
F001AD | Service Class B | 6 | MO
F001AE | Mandated Servicws for Child Youth Program Facilities | 6 | MO
F001AF | Mandated Servicws for Child Youth Program Facilities (7W) | 6 | MO
F001AG | Reserved for Future Use
F001AH | Reserved for Future Use
F002 | Regional Norfolk Off Base
F002AA | Prestige Area Service | 6 | MO
F002AB | Standard Service | 6 | MO
F002AC | Standard Service (7 W) | 6 | MO
F002AD | Service Class C | 6 | MO
F002AE | Mandated Servicws for Child Youth Program Facilities | 6 | MO
F002AF | Reserved for Future Use
F002AG | Reserved for Future Use
F003 | CMIO
F003AA | Standard Service | 6 | MO
F003AB | Reserved for Future Use
F003AC | Reserved for Future Use
F004 | Defense Courier
F004AA | Standard Service | 6 | MO
F004AB | Reserved for Future Use
F004AC | Reserved for Future Use
F005 | MEDCEN
F005AA | Standard Service | 6 | MO
F005AB | Reserved for Future Use
F005AC | Reserved for Future Use
F006 | DDC,DDNV(DLA)
F006AA | Standard Service | 6 | MO
F006AB | Service Class B | 6 | MO
F006AC | Reserved for Future Use
F006AD | Reserved for Future Use
F007 | DRMS
F007AA | Standard Service | 6 | MO
F007AB | Reserved for Future Use
F007AC | Reserved for Future Use
F008 | UWDC
F008AA | Standard Service | 6 | MO
F008AB | Reserved for Future Use
F008AC | Reserved for Future Use
F009 | FLC
F009AA | Standard Service | 6 | MO
F009AB | Reserved for Future Use
F009AC | Reserved for Future Use
F010 | NSSA
F010AA | Standard Service | 6 | MO
F010AB | Reserved for Future Use
F010AC | Reserved for Future Use
F011 | MARFORLANT
F011AA | Standard Service | 6 | MO
F011AB | Service Class B | 6 | MO
F011AC | Reserved for Future Use
F011AD | Reserved for Future Use
F012 | NSWCCD
F012AA | Standard Service | 6 | MO
F012AB | Reserved for Future Use
F012AC | Reserved for Future Use
F013 | NAVAUDSVC
F013AA | Standard Service | 6 | MO
F013AB | Reserved for Future Use
F013AC | Reserved for Future Use
F014 | CHNFO
F014AA | Standard Service | 6 | MO
F014AB | Reserved for Future Use
F014AC | Reserved for Future Use
F015 | FRCMA VRT
F015AA | Standard Service | 6 | MO
F015AB | Reserved for Future Use
F015AC | Reserved for Future Use
F016 | NELODET
F016AA | Standard Service | 6 | MO
F016AB | Reserved for Future Use
F016AC | Reserved for Future Use
F017 | NOSSA
F017AA | Standard Service | 6 | MO
F017AB | Reserved for Future Use
F017AC | Reserved for Future Use
F018 | NAVFAC MIDLANT PW
F018AA | Standard Service | 6 | MO
F018AB | Reserved for Future Use
F018AC | Reserved for Future Use
F019 | NSWCDL
F019AA | Standard Service | 6 | MO
F019AB | Reserved for Future Use
F019AC | Reserved for Future Use
F020 | NEPMU2
F020AA | Standard Service | 6 | MO
F020AB | Reserved for Future Use
F020AC | Reserved for Future Use
F
F021 | NIWC
F021AA | Standard Service | 6 | MO
F021AB | Reserved for Future Use
F021AC | Reserved for Future Use
F022 | MSC
F022AA | Prestige Area Service | 6 | MO
F022AB | Standard Service | 6 | MO
F022AC | Service Class B | 6 | MO
F022AD | Reserved for Future Use
F022AE | Reserved for Future Use
F023 | DAU
F023AA | Standard Service | 6 | MO
F023AB | Reserved for Future Use
F023AC | Reserved for Future Use
F024 | NAWCAD
F024AA | Standard Service | 6 | MO
F024AB | Reserved for Future Use
F024AC | Reserved for Future Use
F025 | NAVSEA
F025AA | Standard Service | 6 | MO
F025AB | Reserved for Future Use
F025AC | Reserved for Future Use
F026 | HOUSINF OFF BASE
F026AA | Standard Service | 6 | MO
F026AB | Reserved for Future Use
F026AC | Reserved for Future Use
F027 | UNACCOMP HOUSING
F027AA | Standard Service | 6 | MO
F027AB | Standard Service (7 W) | 6 | MO
F027AC | Reserved for Future Use
F027AD | Reserved for Future Use
F028 | NCIS
F028AA | Standard Service | 6 | MO
F028AB | Reserved for Future Use
F028AC | Reserved for Future Use
F029 | NMOTC
F029AA | Standard Service | 6 | MO
F029AB | Reserved for Future Use
F029AC | Reserved for Future Use
F030 | SWOS
F030AA | Prestige Area Service | 6 | MO
F030AB | Reserved for Future Use
F030AC | Reserved for Future Use
F031 | NSWC CARDEROCK
F031AA | Standard Service | 6 | MO
F031AB | Reserved for Future Use
F031AC | Reserved for Future Use
F032 | DLA info
F032AA | Standard Service | 6 | MO
F032AB | Reserved for Future Use
F032AC | Reserved for Future Use
F033 | NSWC PH
F033AA | Standard Service | 6 | MO
F033AB | Reserved for Future Use
F033AC | Reserved for Future Use
TOTAL RECURRING WORK

## Non-Recurring 5th Option Period
ATTACHMENT J-0200000-09
EXHIBIT LINE ITEM NUMBERS
SOLICITATION/CONTRACT N40085-26-R-0065
EXHIBIT F
Line Item 0012 Non-Recurring Work - 5th Option Period
PROVIDE PRICES FOR CUSTODIAL SERVICES - NON-RECURRING WORK - IN ACCORDANCE WITH SECTION C, SPEC ITEM 4
ELINs F700 through F734
ELIN | Product Name (120 Characters) | Description Extended | Estimated Quantity | Unit of Issue | Unit Price | Extended Price
F700 | VACUUM CARPETS / RUGS | The Contractor vacuums carpeted areas, rugs, and walk-off mats until they are free of all loose soil, debris, lint, dust, dirt, grit, ashes, staples, paper clips, and other foreign matter. If walk off mats are present on a carpeted floor, remove mat, vacuum where it was laying, replace mat to original location and vacuum the mat. Work shall be completed within three calendar days after receipt of order. | 50000 | SF
F701 | SWEEP / DUST MOP FLOORS | The Contractor sweeps and dust mops so as to present a clean orderly soil free appearance with no loose dirt, hardened dirt, dust, smears, streaks, paper, trash, or other debris. Work shall be completed within three calendar days after receipt of order. | 50000 | SF
F702 | STRIPPING / REWAXING | The Contractor sweeps or dust mops and strips resilient flooring to remove all built-up wax and imbedded dirt prior to rewaxing. After application of wax, the Contractor buffs floors or floor areas (if required) sufficiently for maximum gloss and uniform sheen from wall to wall, including corners. The Contractor ensures that the re-waxed floor presents a clean appearance free from scuff marks or dirt smears. Work shall be completed within four calendar days after receipt of order. | 20000 | SF
F703 | DAMP / WET MOPPING | The Contractor wet mops uncarpeted areas with approved cleaning solutions. The detergent cleaner must adhere to environmental and natural resource conservation requirements. Floors must be damp mopped to present a uniform appearance free of streaks, swirl marks, detergent residue or evidence of soils stain, film, debris, standing water, or mop strands. Work shall be completed within four calendar days after receipt of order. | 15000 | SF
F704 | FLOOR FINISH | The Contractor sweeps, or just mops floors, then wet mops the same area, and after drying applies floor finish for equal and complete distribution throughout the entire floor area. A uniform gloss without swirles or debris is expected. Work shall be completed within three calendar days after receipt of order. | 15000 | SF
F705 | SPRAY BUFFING | The Contractor sweeps, dust mops, wet mops, sprays area with a buffing solution, buffs the floor area to a uniform floss leaving a equal and complete distribution throughout the entire floor area. Work shall be completed within three calendar days after receipt of order. | 15000 | SF
F706 | CARPET / RUG SHAMPOO | Prior to shampooing by the water extraction method, the Contractor vacuums rugs and carpets free o f all loose soil and debris. The Contractor shampoos carpets and rugs free of streaks, spots, and stains, and restores the carpet or rug to a bright uniform color. After the carpet or rug dries, the Contractor returns furniture or other equipment to their original positions. Work shall be completed within four calendar days after receipt of order. | 100000 | SF
F707 | ROOM CLEANING | The Contractor cleans all parts of the room surface up to a maximum height or 10 feet. Wood surfaces are to be polished, upholstered furniture will be vacuumed, both sides of doors are included. Marker board, chalkboards, chalk trays, and erasers, all interior glass, plexiglass, glass lights located in walls, glass doors, glass wall, glass partitions, etc. will be cleaned. Work shall be completed within four calendar days after receipt of order. | 30000 | SF
F708 | REST ROOM CLEANING | The Contractor cleans rest rooms so that everything within the room is free from soil, stains, and odors. The appearance is clean, polished, and sanitary. Work shall be completed within two calendar days after receipt of order. | 50000 | SF
F709 | REST ROOMS SERVICE | The Contractor shall fill dispensers and holders with rest room supplies to their maximum capacity. Hand soaps shall be antibacterial, and rubber mat urinal screens shall be dated. The Contracting Officer will be notified if holder, or dispensers are damaged. Work shall be completed within two calendar days after receipt of order. | 50000 | SF
F710 | CLEANING LIGHT FIXTURES | Globes, reflectors, covers, diffusers, and plastic side panels shall be removed and washed. After cleaning and reassembling, light fixtures shall be free of bugs, dirt, dust, streaks, grease, and other foreign matter. Work shall be completed within three calendar days after receipt of order. | 500 | SF
F711 | HIGH DUSTING/ CLEANING | The Contractor removes all dust, lint, litter, from vertical and horizontal surfaces above 10'-0" from floor level, including overhead piping. Light fixtures, and ceiling areas. Contractor ensures walls are free of bugs, cobwebs, and loose dirt. Work shall be completed within three calendar days after receipt of order. | 50000 | SF
F712 | TRASH REMOVAL - INTERIOR | The Contractor empties all trash from receptacles, boxes, cartons within offices and corridors, ect. which are properly marked "trash" and dumps the trash in the closest empty dumpster. Clear plastic liners will be installed on each receptacle. Work shall be completed within three calendar days after receipt of order. | 75000 | SF
F713 | TRASH REMOVAL - EXTERIOR | The Contractor empties all trash from exterior containers up to 55 gallon, and picks-up loose trash within 10 foot around each container. Dump the trash in the closest empty dumpster Work shall be completed within three calendar days after receipt of order. | 1000 | EA
F714 | CLEAN DRINKING FOUNTAIN | The Contractor cleans fountain tops, spouts, plumbing, hardware, and cabinet sides with a disinfectant approved for drinking fountains. Drinking fountains shall present a clean appearance free of soil, markings, stains, streaks, and watermarks. Work shall be completed within three calendar days after receipt of order. | 500 | EA
F715 | INTERIOR GLASS CLEANING | The Contractor thoroughly cleans all interior glass surfaces, window frames, sills, and sashes. The Contractor removes all adjacent surfaces wiped dry. The Contractor removes all paint, putty, film, and foreign matter found on glass surfaces. Work shall be completed within three calendar days after receipt of order. | 75000 | SF
F716 | EXTERIOR GLASS CLEANING | The Contractor thoroughly cleans all exterior glass surfaces, window frames, sills, and sashes, from the ground line up to and including the second floor to be free of streaks and stains, and wiped dry. The Contractor removes all paint, putty, film, and foreign matter found on glass surfaces. Where storm windows exist, the contractor cleans both sides of the storm window and the outside of the inner glass. Work shall be completed within three calendar days after receipt of order. | 75000 | SF
F717 | CLEANING WINDOW BLINDS | The Contractor removes and cleans window blinds free of all dust and embedded dirt, and re-hangs the blinds in working order. Work shall be completed within three calendar days after receipt of order. | 1250 | EA
F718 | EXTERIOR SWEEPING / POLICING | The Contractor sweeps/polices exterior areas to present a clean condition free from loose dirt, trash, and debris. Bag all that was sweeped/policed and dump it in the nearest empty container. Work shall be completed within three calendar days after receipt of order. | 5000 | SF
F719 | HOSE OFF EXTERIOR PORCHES, WALKS AND STEPS | The Contractor hoses off front and rear porch areas and connecting steps to remove dirt, debris and leaves. Work shall be completed within three calendar days after receipt of order. | 5000 | SF
F720 | CLEAN UNDERNEATH RAISED COMPUTER FLOORS | The Contractor removes sufficient floor tiles and vacuums all exposed wires and floor area. Tiles will be reset when work is complete. Work shall be completed within three calendar days after receipt of order. | 5000 | SF
F721 | CLEAN PARK BENCHES | The Contractor cleans park benches to remove dirt, leaves and other matter so the benches look clean and not unsightly. Work shall be completed within three calendar days after receipt of order. | 50 | EA
F722 | UPHOLSTERED FURNITURE CLEANING | The Contractor cleans upholstered furniture so they are free of loose soil, debris, lint, dust, and other matter. All spots and stains will be cleaned in the process. Work shall be completed within three calendar days after receipt of order. | 2500 | SF
F723 | REMOVING SNOW AND ICE | The Contractor removes snow and ice from those building walks ad entrances so that these areas are clean and safe for pedestrian traffic, and maintains the areas free of snow and ice until 1800. The Contractor does not deposit shoveled/blown snow and ice on common sidewalks being cleared by other station activities under any circumstances. Work shall be completed within three calendar days after receipt of order. | 2500 | SF
F724 | CLEANING OF VENTILATION DIFFUSERS, GRILLES, AND VENTS | Provide cleaning of ventilation diffusers, grilles and vents by wiping with clean, cloth towels and if necessary the Contracctor shall incorporate the use of approved solvents and cleaners to obtain the desired results. The cleaning process shall remove all exterior dirt, dust and other unwanted materials. The finished surfaces shall not be damage or scratched as a result of the cleaning process. Work shall be completed within three calendar days after receipt of order. | 500 | SF
F725 | WATER EXTRACTION | The Contractor shall remove water from interior building surfaces where flooding has occurred due to pipe leaks, roof leaks, toilet overflow, and other various sources of water intrusion. The interior building surfaces include all floor finishes. Removal of water shall be performed in the most expeditious manner, by manual or mechanical means. The Contractor shall respond within four (4) hours of the order to proceed and work until the water is removed. The Contractor shall provide drying fans in conjunction with water removal from all carpeted surfaces and other surfaces as directed by the Contracting Officer. The Contractor shall respond and be onsite ready to begin work within four hours after notice to proceed. Work shall be completed within three calendar days. | 5000 | SF
F726 | MOLD CLEANING | Provide mold cleaning and removal (mold growth, mold stains, mold odors) from wood and other cellulose-based building materials such as OSB board, drywall, plaster, plywood, and ceiling tile as well as concrete and masonry surfaces such as bricks, blocks, and poured concrete walls and floors. Other surfaces may include pipe insulation and heating, ventilation, air conditioning (HVAC) insulation and ductwork surfaces. The locations include interior building surfaces such as offices, mechanical equipment rooms, crawl spaces, above suspended ceiling surfaces. All cleaning methods and materials shall be in conformance with existing enviromental regulations and procedures. Work shall be completed within three calendar days after receipt of order. | 2500 | SF
F727 | PROVIDE AND OPERATE AIR SCRUBBERS FOR MOLD CLEANING OPERATIONS | The Contractor shall provide air scrubber equipment when requested. A typical air scrubber includes a blower assembly complete with HEPA filter, activated carbon filters and may include a germicidal UV-C light. Air scrubbers are approved for use in removal of asbestos, lead, chemical fumes and biological contaminants. Each order shall require the operation of one air scrubber for a period of twenty-four (24) continuous hours of use. the Contractor shall provide power cords required to reach the nearest power outlet. The Contracting Officer may request the relocation of the air scrubber equipment within the same 24 hour period and at no additional cost to the Government. Relocation is defined as "an adjacent or adjoining room on the same floor of the building." The Contractor shall place the equipment within eight (8) hours after receipt of order. | 50 | EA
F728 | PRESSURE WASHING | Provide pressure washing services for exterior building surfaces. The equipment pressure requirements (PSI) shall be determined by the necessity of the surface to be cleaned. Typically this item will be used, but not limited to, cleaning of concrete sidewalks, walkways, steps, ship piers and building exterior finishes such as brick, vinyl, wood, concrete, stucco, EIFS (Exterior Insulation Finishing System). This will also include the cleaning of areas around trash dumpsters. When necessary, the contractor shall also be required to use approved cleaning chemicals that can be dispensed along with the pressure washing process. The Contractor will be permitted to use the most convenient fresh water source located at the work site as directed by the KO. The Contractor shall be required to provide sufficient non-metallic water hoses to reach the water source. Work shall be completed within three calendar days after receipt of order. | 25000 | SF
F729 | EMERGENCY CLEANING (Normal Working Hours) | The Contractor shall provide emergency cleaning services during normal working hours. Typical emergency cleaning services include clean-up and removal of water from various surfaces due to plumbing or building leaks, removal and clean up of broken ceiling tiles, broken glass, construction debris, dust, tracked in mud/grease etc. The Contractor shall provide drying fans and other equipment as needed to remove moisture from carpeting in a timely manner as to prevent mold growth and other damage associated with moisture problems. Services may also include cleanup and removal of human waste. This requirement will be noted on the order. The contractor shall perform the required clean-up services at the same level as required for similar types of services set forth in Spec. Item 3.1 of the Firm Fixed Price portion of the contract. The Contractor shall respond within 1 hour after receipt of order and shall proceed until all work is completed. Services shall be ordered by the SF. Areas to be cleaned will be measured by the Government and confirmed by the Contractor. | 1000 | SF
F730 | EMERGENCY CLEANING (Other Than Normal Working Hours) | The Contractor shall provide emergency cleaning services during other than normal working hours. Typical emergency cleaning services include clean-up and removal of water from various surfaces due to plumbing or building leaks, removal and clean up of broken ceiling tiles, broken glass, construction debris, dust, tracked in mud/grease etc. The Contractor shall provide drying fans and other equipment as needed to remove the moisture from carpeting in a timely manner as to prevent mold growth and other damage associated with moisture problems. Services may also include cleanup and removal of human waste. This requirement will be noted on the order. The contractor shall perform the required clean-up services at the same level as required for similar types of services set forth in Spec. Item 3.1 of the Firm Fixed Price portion of the contract. The Contractor shall respond within 4 hours after receipt of order and shall proceed until all work is completed. Services shall be ordered by the SF. Areas to be cleaned will be measured by the Government and confirmed by the Contractor. | 500 | SF
F731 | Disinfection of Frequently Touched Surfaces in Common Areas (Daily service for 30 day period) | The Contractor shall clean and disinfect fequently touched surfaces in common areas to ensure surfaces are clean, sanitary, and free of potentially infectious materials. The Contractor shall perform this task daily for a period of 30 days. The Contractor shall clean and disinfect all frequently touched surfaces in common areas (including lunch/break rooms), e.g., cabinets, chairs, copiers, countertops, doors, doorknobs, handrails, elevator touch pads, ice machines, keyboards, light switches, microwave ovens, monitors, phones, printers, refrigerators, shelving, shredders, tabletops, and vending machines. Common Areas include areas such as entryways, hallways, lobbies, lunch/break rooms, reception areas, waiting rooms, conference rooms, elevators, and stairwells. >> Surfaces shall be cleaned prior to disinfection, as instructed on the disinfectant manufacturer’s label. The Contractor shall ensure adequate contact time for effective disinfection. Cleaning agents used shall be EPA Approved for use against COVID-19. A list of EPA Approved products is available at https://www.epa.gov/pesticide-registration/list-n-disinfectants-use-against-sars-cov-2 or https://www.americanchemistry.com/Novel-Coronavirus-Fighting-Products-List.pdf. | 2307327 | SF
F732 | Unit Priced Labor Work - MUST BE NEGOTIATED BY KO. | Provide labor to perform all Unit Priced Labor work subject to the Service Contract Act per the scope and delivery schedule specified in the order. | 25 | HR
F733 | Unit Priced Labor Work - MUST BE NEGOTIATED BY KO. | Provide labor to perform all Unit Priced Labor work subject to the Collective Bargaining Agreement per the scope and delivery schedule specified in the order. | 25 | HR
F734 | Material Costs- MUST BE NEGOTIATED BY KO. | Provide all materials and equipment to perform Unit Priced Labor work per the scope and delivery schedule specified in the order. | 15250 | EA | 1 | 15250
TOTAL NON-RECURRING